## Dwg list (hidden)
CUSTOMER SERVICE SPACE at HBD HUB
ARCHITECTURAL
DRAWING NO. | TITLE
Level 1, HDB HUB customer service space
C2311-L1-200.00 | Demolition & new layout plan
C2311-L1-201.00 | General furniture layout plan
C2311-L1-202.00 | General reflected ceiling plan
C2311-L1-205.00 | General floor pattern & finishes plan
C2311-L1-206.00 | General wall finishes plan
as per attached list | ALL DETAIL DRAWINGS
DL/1

## Bill 1 (2) (hidden)
CUSTOMER SERVICE SPACE at HBD HUB
1.0 BILL NO. 1 - PRELIMINARIES
ITEM |  | DESCRIPTION | AMOUNT (S$)
The Contractor shall note that this Section contains the main headings for the preliminaries and is to facilitate the Contractor’s pricing for these items. The conditions and requirements in regard to Preliminaries for the Works are set out in a separate
1 |  | SCOPE OF WORKS
2 |  | SPECIFICATIONS
3 |  | CONDITIONS OF CONTRACT
| 3.1 | Definitions and Interpretation
| 3.2 | Superintending Officer and Superintending Officer's Representative
| 3.3 | Contract Documents
| 3.4 | General Obligations of the Contractor
| 3.5 | Sub-Surface and Ground Conditions
| 3.6 | Permanent Works Designed by the Contractor
| 3.7 | Notices and Fees
| 3.8 | Setting Out
| 3.9 | Programme for the Works
| 3.1 | Quality in Construction
| 3.11 | Administration
To Collection
3 |  | CONDITIONS OF CONTRACT (CONT'D)
| 3.12 | Possession of Site and Commencement of Work
| 3.13 | Suspension
| 3.14 | Time for Completion
| 3.15 | Expediting Progress of Works
| 3.16 | Liquidated Damages
| 3.17 | Substantial Completion
| 3.18 | Defects
| 3.19 | Variations to the Works
| 3.2 | Valuation of Variations
| 3.21 | Measurement
| 3.22 | Claims for Loss and Expense
| 3.23 | Procedure for Claims
| 3.24 | Construction Equipment, Temporary Works, Materials and Goods
| 3.25 | General Responsibilities
| 3.26 | Indemnity Provisions
| 3.27 | Insurance for Personal Injury, Work Injury Compensation and Property Damage
| 3.28 | Insurance of the Works
To Collection
3 |  | CONDITIONS OF CONTRACT (CONT'D)
| 3.29 | Damage to Property of Employer or Government
| 3.3 | Assignment and Subcontracting
| 3.31 | Termination by the Employer
| 3.32 | Progress Payments and Final Account
| 3.33 | Fluctuations
| 3.34 | Final Completion Certificate
| 3.35 | Settlement of Disputes
| 3.36 | Recovery by the Employer
| 3.37 | Governing Law & Notices
4 |  | PRELIMINARIES FOR THE WHOLE PROJECT
5 |  | EARTH CONTROL MEASURES
6 |  | SITE INVESTIGATION
7 |  | CONTRACTOR’S SITE MANAGEMENT TEAM
8 |  | TREASURE TROVE
9 |  | USE OF THE SITE
10 |  | ACTS AND REGULATIONS
11 |  | TEMPORARY ACCESS
12 |  | HOARDINGS
To Collection
13 |  | PROTECTIVE BARRIERS, SCREENS, ETC
14 |  | SCAFFOLDING FOR ALL TRADES
15 |  | WATER FOR THE WORKS
16 |  | TEMPORARY LIGHTING AND POWER
17 |  | PROVISION OF BULKS BINS AND DUMPING OF DEBRIS AND WASTE, ETC
18 |  | PROTECTION OF EXPOSED EXCAVATED SURFACES
19 |  | PROTECTION OF EXISTING SERVICES, ETC
20 |  | TESTING AND TESTING FACILITIES
21 |  | REIMBURSEMENT OF TESTING FEES TO CONTRACTOR
22 |  | ELECTRICAL POWER AND WATER CONSUMPTION OF M&E SERVICES DURING TESTING AND COMMISSIONING
23 |  | SURVEILLANCE
24 |  | HOUSEKEEPING & FIRE SAFETY ON SITE
25 |  | CLEANING UP AND REINSTATEMENT OF WORKS ON COMPLETION
26 |  | MATERIALS
27 |  | ORDERING MATERIALS
28 |  | CONTROL SAMPLES
29 |  | MOCK-UPS
To Collection
30 |  | ITEM SPECIFIED BY NAME
31 |  | SUBSTITUTIONS AFTER AWARD OF CONTRACT
32 |  | GUARANTEES
33 |  | SAFETY REQUIREMENTS FOR BUILDING OPERATIONS AND WORKS OF ENGINEERING CONSTRUCTION
34 |  | TRAFFIC CONTROL AND ROAD SAFETY
35 |  | USE OF ROADS AND HIGHWAYS
36 |  | LIABILITY FOR NUISANCE, ETC
37 |  | NUISANCE CAUSED BY THE LITTERING OF PUBLIC HIGHWAYS WITH EARTH, ETC
38 |  | CONTROL OF CONSTRUCTION SITE NOISE
39 |  | PROGRESS PHOTOGRAPHS
40 |  | PHOTOGRAPHS OF COMPLETED PROJECT
41 |  | MAKING GOOD / REINSTATEMENT
42 |  | MECHANISATION
43 |  | APPENDICES
44 |  | PRE-CONSTRUCTION CONDITION SURVEY
45 |  | CO-ORDINATED SERVICES DRAWINGS FOR MECHANICAL, ELECTRICAL, PLUMBING AND SANITARY SERVICES, ETC
46 |  | SHOP DRAWINGS
47 |  | AS-BUILT DRAWINGS
To Collection
48 |  | TEMPORARY OCCUPATION PERMIT (TOP)
49 |  | BUILDER’S CERTIFICATE OF COMPLETION OF THE BUILDING WORKS AND CERTIFICATES FOR AUTHORITIES
50 |  | STANDARD CONDITIONS GOVERNING TRENCH OPENING WITHIN HDB ESTATES (AUGUST 1995)
51 |  | EMPLOYMENT OF PROJECT MANAGER
52 |  | EMPLOYMENT OF SITE SUPERVISOR
To Collection
COLLECTION
Page PP / 1
Page PP / 2
Page PP / 3
Page PP / 4
Page PP / 5
Page PP / 6
TOTAL OF BILL NO. 1 CARRIED TO GENERAL SUMMARY

## Bill 5 (hidden)
CUSTOMER SERVICE SPACE at HBD HUB
5 | BILL NO. 5 - OPTIONAL ITEMS |  |  | $
Method statement for optional works to be submitted by the Contractor's own Professional Engineer and approved by the consultant Structural Engineer.
5.1 |  |  | Sum
TOTAL OF BILL NO. 5 CARRIED TO GENERAL SUMMARY
B5/1

## GS (hidden)
CUSTOMER SERVICE SPACE at HBD HUB
| GENERAL SUMMARY |  | $
Vol 1 of 2:
Bill No. 1 | Preliminaries | Sum
Bill No. 2 | Atrium Space | Sum
Bill No. 3 | Sales Area | Sum
Bill No. 4 | Signages | Sum
Bill No. 5 | Optional Items | Sum
Vol. 2 of 2 | M&E Works | Sum
| Any other items deemed necessary for the successful completion of the project but not shown on the drawings or mentioned in the documents. | Sum
| GRAND TOTAL | $
GS/1

## SS (hidden)
CUSTOMER SERVICE SPACE at HBD HUB
1 | BILL NO. 1 - PRELIMINARIES |  |  | $
General provision should include but not limited to the following:-
1.1 | Provision of all necessary temporary electrical and water supplies for the construction. |  | sum
1.2 | Pre-condition photographic survey |  | sum
1.3 | Ministry of Manpower (MOM) factory permit . |  | sum
1.4 | Provision of license Surveyor to carry out general survey works of site and prepare existing services on certified plans for submission to Authorities if necessary. |  | sum
1.5 | Performance Bond. |  | sum
1.6 | Insurance and Workmen's Compensation. |  | sum
1.7 | Public Liability Insurance and CAR policy. |  | sum
1.8 | Plants, tools, equipment, etc. |  | sum
1.9 | Scaffolding, staging, site safety equipments, etc. |  | sum
1.1 | Temporary toilets and approval if necessary. |  | sum
1.11 | All necessary site clearance to facilitate construction works. |  | sum
1.12 | Temporary signboard. |  | sum
1.13 | Temporary hoarding, gates, walkway, etc. |  | sum
1.14 | All mobilisation cost and de-mobilisation cost. |  | sum
1.15 | Site office, storage hut, etc. |  | sum
1.16 | Site management team. |  | sum
1.17 | Safety Barrier Compliance and Submission |  | sum
|  | CARRIED FORWARD | $
B1/1
CUSTOMER SERVICE SPACE at HBD HUB
1 | BILL NO. 1 - PRELIMINARIES
|  | BROUGHT FORWARD | $
1.18 | Pest Control & fogging |  | sum
1.19 | Sewerage system - pre and post CCTV (if any applicable) |  | sum
1.2 | Noise monitoring |  | sum
1.21 | Other works deemed necessary for the completion of this Section. |  | sum
|  | TOTAL OF BILL NO. 1 CARRIED TO GENERAL SUMMARY | $
B1/2

## S7
PART 7C - Schedule of Works

## Summary
PROPOSED FAÇADE PAINTING, BUILDING REPAIRS AND REFURBISHMENT WORKS TO SINGAPORE SPORTS SCHOOL ON LOT 05581T PT AND 06065N PT MK 13 AT CHAMPIONS WAY |  |  |  | PROPOSED FAÇADE PAINTING, BUILDING REPAIRS AND REFURBISHMENT WORKS TO SINGAPORE SPORTS SCHOOL ON LOT 05581T PT AND 06065N PT MK 13 AT CHAMPIONS WAY
Schedule of Works
BREAKDOWN COST OF WORK
| S/No. | Descriptions | Lump Sum (S$) |  | Rate | Qty | Unit | No. | Length | Width | Height | Factor
SUMMARY
| A | PRELIMINARIES
| B | PROVISIONAL SUMS | 350000
| C | SCHEDULE OF WORKS
| D | ANY OTHER WORKS
Total to Part 7A - Summary of Tender

## A
PROPOSED FAÇADE PAINTING, BUILDING REPAIRS AND REFURBISHMENT WORKS TO SINGAPORE SPORTS SCHOOL ON LOT 05581T PT AND 06065N PT MK 13 AT CHAMPIONS WAY
Schedule of Works
BREAKDOWN COST OF WORK
| S/No. |  | Descriptions | Amount (S$) | Rate | Qty | Unit | No. | Length | Width | Height | Factor
Notes: The Tenderers shall note that this Section contains the main headings for the preliminaries and is to facilitate the Tenderer’s pricing for these items. Tenderers shall price these works adequately and separately. The conditions and requirements in regard to Preliminaries for the Works are set out in a separate section. All pricing for preliminaries and the cost for each item shall correspond with the items and description contained therein.
| A | PRELIMINARIES
|  | 1) | Scope of works
|  | 2) | Specifications
|  | 3) | Conditions of contract
|  | 4) | Additional conditions
|  | 5) | Alternative proposals
|  | 6) | Alterations to text
|  | 7) | Cost and other construction information
|  | 8) | Form of tender
|  | 9) | Treasure trove
|  | 10) | Acts and regulations
|  | 11) | Detection of underground services (Not Applicable)
|  | 12) | Temporary access and temporary roads
|  | a | Where hoarding is expected to be erected at the main circulation area where it affect the fire escape of the occupant a clear map showing the re-routing of escape path is to be provided and placed on hoarding by PRO.
|  | 13) | Hoardings
|  | a | The contractor is to submit proposed hoarding details and plan for approval prior to setting up hoarding line.
|  | b | he height of the hoarding to be minimum 2.4-meter consistent along the hoarding line.
Hoarding material shall be in Alum panel / canvas to contractor’s proposal that is easy to be deployed and removed. For avoidance of doubt, hoarding is to be provided at following works area:-
i. Area where staging is raised
ii. Area where painting works, water proofing works is carried out.
iii. Area where works on heigh is expected.
i |  |  | iv. Area where deployment of material on site is expected.
v. Area where metal works is expected
vi. Replacement/ removal of door where access is not inteded
|  | c | For touching-up works where it pose no danger to the building occupant but curing is required to be kept away from traffic, netting can be proposed for easy deployment and removal
|  | d | clear and sufficient danger signs are to be displayed along the hoarding panel to warn public off the construction area.
|  | e | contact information of the contractor liaison personnel is to be placed at the hoarding board at all time.
|  | f | contractor's Professional Engineer is to inspect and endorse on scaffolding/ staging, barricade, Site safety officer on hoarding and staging with regards of the safety compliance.
|  | 14) | Protective barriers, screens, etc.
|  | 15) | Sign board
|  | 16) | Other site buildings
|  | 17) | Scaffolding for all trades
|  | 18) | Water for the works
|  | 19) | Temporary lighting and power
|  | 20) | Utilities bills
To Collection
PRELIMINARIES (Con't)
|  | 21) | Provision of bulk bins and dumping of debris and waste, etc.
|  | 22) | Protection of exposed excavated surfaces (Not Applicable)
|  | 23) | Erosion and silt control measures (Not Applicable)
|  | 24) | Inspection of sewers and checking of levels (Not Applicable)
|  | 25) | Detection and protection of existing services, etc.
|  | 26) | Protection of the works
|  | 27) | Testing and testing facilities
|  | 28) | Reimbursement of testing fees to contractor
|  | 29) | Safeguarding the works, materials and plant against damage and theft
|  | 30) | Housekeeping and fire safety on site
o Contractor is to arrange for daily cleaning of common area immediately outside of the work/hoarding area to ensure that no area is made dirty by contractor’s construction works.
o Contractor is toarrange for SCDF compliance for all and any storage of material that is flammable on side
|  | 31) | Cleaning up and reinstatement of works on completion
contractor is to perform a proper cleaning on roof, wall, and floor on every zone of work that is completed and to be handed over back to the owner.
for avoidance of doubt, the scope for maintenance and cleaning shall be under the contractor during the duration of works until the site / partial of site/ zone is handed back to the owner
|  | 32) | Materials
|  | 33) | Locally manufactured materials
|  | 34) | Ordering materials
|  | 35) | Samples
|  | 36) | Mock-Up
Contractor is to provide the following mock up off/on site complete mock up of:- o 1 unit flashing over the metal roof area of min 1.5m demonstrating the wrap-over of existing flashing for additional protection. o 1 unit of 2.0m x 2.0m of water proofing works at all interface of following area:- o Interface of RC floor to wall o Interface of roof to side wall o Interface of plater area o Interface of RWDP to roof gutter/spout o Side wall where water seepage occurred
1 unit of 1.5m x 1.5m wall painting (consist of 3 colour option for each colour) based on existing painting on façade wall of Singapore Sport School. (i.e for existing wall with beige, a mock up of 3 x beige painting at varying shade to be provided; all other colour to follow same concept)
1 unit of 1.0m x 1.0m galvanised steel P.U paint (consist of 3 colour option for each colour) based on existing painting on façade wall of Singapore Sport School.
Contractor shall not be eligible to claim for VO / EOT if the above progressing mock-up was not administered and approved prior of actual works being carried out and the S.O has subsequently instructed the contractor to change/correct/rectify/make right based on Architect’s intent.
|  | 37) | Open up work for inspection
it shall be deemed to be included in scope of contractor following the itemised scope below that the opening up of covered wall/ cladding/ ceiling / roof to identify the water seepage, corrotion, structural and fixture damage shall be part of the works in recitifcation works.
for avoidance of doubt, aluminium cladding on feature wall shall be opened up for consutlant engineer inspection on internal considtion of structure and fixture. Any rectification works required to be carried out by engineer's inspection behind the cladding (which is not possible to be made known before opening up of cladding) shall be administered under variation order
for avoidance of doubt, the socpe of contrctor in opening up the aluminium cladding panel, flashing, roof, ceiling shall include covered back to the original conditions
|  | 38) | Substitution after award of contract
|  | 39) | Carrier
|  | 40) | Guarantees
|  | 41) | Safety requirements for building operations and works of engineering construction
|  | 42) | Traffic control and road safety
|  | 43) | Use of roads and highways
To Collection
PRELIMINARIES (Con't)
|  | 44) | Liability for nuisance, etc.
|  | 45) | Nuisance caused by the littering of public highways with earth, etc.
|  | 46) | Control of construction site noise
|  | 47) | Progress photographs
|  | 48) | Photographs of completed project
|  | 49) | Mechanisation
|  | 50) | Condition survey
1 set of curvyor report is provided for reference to the scope of works in this tender
the pictorial and plan coverage in this tender is non-exhaustive and serve to communicate the intent of the client on the scope and rectification expected from this works
Contractor is to arrange for detailed pre-construction site inspection and survey works and submit to client and consultant for approval and direction before carrying out actual works on site
Contractor is to refer to Document [ Scope Matrix ] for reference of required execution of works in this tender and the type of preconstruction survey to be carried out
|  | 51) | As-built drawings
Contractor is to refer to Document [ Scope Matrix ] for reference of required execution of works in this tender and the type of post-construction testing, survey and report to be carried out
|  | 52) | Shop drawings
Contractor is to refer to Document [ Scope Matrix ] for reference of required execution of works in this tender and the type of recommendation for rectification works as well as the method statement to be submitted before works on site
|  | 53) | Co-ordination drawings
|  | 54) | Discrepancies
|  | 55) | Dilapidation survey
|  | 56) | Control of noise, pollution and all other statutory obligations
o For Works involving drilling and hacking, contractor is to arrange for noise measurement device ( on live measurement) and shall comply with the NEA prevailing requirements.
|  | 57) | Pest control
Contractor is to arrange for pest control within the contractor site office area including material storage area.
|  | 58) | Progress survey/vertically and settlement check
|  | 59) | Substantial completion
|  | 60) | Maintenance after completion
o For warranty within DLP, all access to rectification including all post rectification re-verification/testing should be within contractor’s scope.
|  | 61) | Temporary occupational permit (TOP) and certification of statutory completion (CSC)
|  | 62) | Contractor's M&E site co-ordinator
|  | 63) | Contractor's site management
a) Contractor is to provide a full-time Project Manager as well as a Public Relationship Officer (PRO) who can be contacted at all time for all liaison, emergency responds, work coordination and reporting as well as managing the feedback, compliant, request from the public. o The PRO shall contact the person who raise complaint/concerns/issue within 24hrs from the cased being raised to understand better the concerns and records in registry the case filled. o The PRO shall report to the person who raised the issued within 48hrs from the case being raised on outcome of the issue either it being- solution proposed, steps to be taken to resolve the issue, timeline to be estimated. o The issued being raised is to be closed within 2-weeks from the point the case being raised. If there is such incident where it requires more than 2 weeks for resolution, a follow up formal reply is to be attended to the person in reporting the updates of case. o Should the issued being raised and the PRO does not take necessary steps in resolving the issued following the above clause, the S.O shall at his discretion, engage the assistance of the 3rd party contractor/specialist and all cost incur shall be chargeable to the original contractor.
b) the name and contact information of the public management personnel shall be made available on the construction hording at all time during which the work is carried out.
c) The full-time Project Manager shall ensure that all temporary staging and safety requirement is complied. The Safety Officer shall at all time certify and keep on site a records of approved paper Works required safety officer endorsement.
d) The Safety Officer shall submit safety assessment report each week on respective area of works prior to commencement.
e) The Safety Officer shall too, submit incident reporting each week showing the condition of site safety each week.
|  | 64) | Authorities in-coming services
|  | 65) | Relevant act of parliments
|  | 66) | Special precaution / note
Contractor’s Scope on Tender Drawing Non-Exhaustive
Contractor is to refer to Document [ Scope Matrix ] for reference of required execution of works in this tender. Contractor’s includes:-
o Survey and verification of existing condition on site and submission of report of the survey finding
o Proposed rectification works of the defects
o Step-by-step execution of rectification works
o Post work test/verification/observation and record submission
o The area of scope in the contract includes:-
o Repainting of building, boundary, internal common area that is emulsion base, galvanised steel P.U surface, aluminium façade
o Rectification of wall and floor crack
o Water seepage as according to the survey report
o Rectification on rain water down pipe
o Rectification on roof top lightning protection system
o Rectification/tightening of wall cladding/awning/sun screen features.
o Rectification of doors
o The scope indicated in contract drawing is non-exhaustive, it shall nonetheless covers all external and common wall, roof and floor area in Singapore Sport School. The indication of works shown in the tender drawing shall be inferred and referred and applied to area in connection beyond the plan/section/elevation in tender drawings.
Contractor’s scope in temporary, pre and post works arrangement
o All necessary preparation works, scaffolding, protection, post completion testing should be within the contractor’s scope.
o For warranty within DLP, all access to rectification including all post rectification re-verification/testing should be within contractor’s scope.
o Contractor is to arrange for daily cleaning of common area immediately outside of the work/hoarding area to ensure that no area is made dirty by contractor’s construction works.
o Contractor is to arrange for pest control within the contractor site office area including material storage area.
o For Works involving drilling and hacking, contractor is to arrange for noise measurement device ( on live measurement) and shall comply with the NEA prevailing requirements.
PRELIMINARIES (Con't)
|  | 67) | Safety measures
|  | 68) | Other contributory measures
|  | 69) | Use of common surrounding areas
|  | 70) | Tol fees for land outside contract boundary
|  | 71) | Work performed by the employer's/consultant's site supervisors beyond normal working hours
|  | 72) | Existing services
|  | 73) | Working with others at site
|  | 74) | Liason with other contractors
|  | 75) | Cadestral survey
|  | 76) | Provision of labour for shifting existing loose furniture
|  | 77) | Site Meeting
|  | 78) | Preparation of tender
|  | 79) | Infectious Diseases Act
To Collection

## B
PROPOSED FAÇADE PAINTING, BUILDING REPAIRS AND REFURBISHMENT WORKS TO SINGAPORE SPORTS SCHOOL ON LOT 05581T PT AND 06065N PT MK 13 AT CHAMPIONS WAY
Schedule of Works
BREAKDOWN COST OF WORK
| S/No. |  | Descriptions | Unit | Rate (S$) | Amount (S$)
The Preamble Note shall equally apply hereunder
| B | PROVISIONAL SUMS
|  | Provisional sums for additional rectification and refurbishment works at area of crack, seepage, painting work, as well as building elements (door, window, awning, RWDP) to S.O. instruction |  |  |  | 350000
|  |  | To Collection |  |  | 350000

## C
PROPOSED FAÇADE PAINTING, BUILDING REPAIRS AND REFURBISHMENT WORKS TO SINGAPORE SPORTS SCHOOL ON LOT 05581T PT AND 06065N PT MK 13 AT CHAMPIONS WAY
Schedule of Works
BREAKDOWN COST OF WORK
| S/No. |  | Descriptions | Unit | Rate (S$) | Amount (S$)
Preamble Notes
The documents forming the tender are to be taken as mutually explanatory and the rates inserted against the items in the Form of Tender and Schedule of Rates shall be deemed to cover the complete requirements of the Specifications, Trade Preambles, Preliminaries, Drawings and other documents of this tender.
The Breakdown of Cost of Work does not attempt to fully describe the Works to be carried out and tenderers must refer to Drawings, descriptive schedules, catalogues, and other information supplied in the Tender Document.
The Specification and Breakdown of Cost of Work are for the guidance of tenderers to arrive at a lump sum offer for the Whole of the Works shown on the Drawings and described in the Tender Documents. The Tenderer shall be solely responsible to determine to his satisfaction the extent of all works involved in as described in the Specification, detailed in the Tender Drawings, allowed elsewhere or which deem necessary for proper execution and completion of the Works. The Tenderer will not be entitled to any claim whatsoever arising due to lack of knowledge or any omissions of works in this aspect.
The Employer reserves the right to omit any of the Items in the Breakdown Cost of Tender in whole or in parts during the course of the Contract. In the event that the whole or parts of the Items is omitted, the amount as priced against the omitted items shall be deducted in whole and the Contractor shall not be allowed to claim for loss of profit, etc. as a result of the omission.
The tenderer shall also take note that any item not included but described, or to be inferred from the Specification / Drawings shall be deemed to be included in his tender and no claims arising out of this matter shall be entertained.
Make necessary arrangement to access the site, obtain necessary approval from the authorities, residence etc. to enter the site upon Employer’s instruction to commence works.
The Contractor is to include below for any other items not included in this Bill but are either indicated in the drawings or described in the specifications or alluded elsewhere or which the Contractor deemed necessary for the proper execution and completion of the Works. If this item is left unpriced, it shall be deemed that the same have been included and allowed for in the overall Contract price and no claims for extra payment arising from the Works will be entertained.
Successful tenderer is required to submit the break cost of works on how they derived the lump sum and the rate submitted will form part of the contract.
For those tenderer which did not submit any rate, the latest BCA Schedule of Rates shall be applicable.
This Preamble Note shall equally apply in the whole Tender Document.
All materials arising from the breaking up and alterations where not described to be reused or deposited shall become the property of the Contractor at the end of the works, but no such items shall be removed off site.
Materials and debris, where instructed by the S.O to be removed from the site, shall be disposed off such that it will not cause obstruction / disturbance to the neighbourhood and to be in the manner approved by the S.O and/or relevant authorities.
All statutory requirements and reasonable precaution and as directed by the S,O shall be taken to ensure the safety of the Public and Employer from any danger caused by the hacking works with the use of hoardings, protective screens and any other methods deemed necessary by the S.O.
Reasonable care is to be taken to minimise the dust and noise nuisance due to hacking works.
The Contractor shall be wholly responsible and take the full risk for any damage to any existing premises, pipes, cables, etc. during the progress of the works. Any damage shall be made good to the satisfaction of the S.O.
Protection works to existing items/services to be retained.
Terminate and/or relocation/diversion of any existing services prior to demolition works.
| A | RWDP RECTIFICATION
| 1 | To open up the existing box-up and rectify RWDP on leakage, loose fixture, screw, loose penetration, fixing strap, replace damage pipe. To close-back and reinstate the external finishes to original condition
to Auditorium
to Boarding School Blocks 1,2,3,4
to Schools Building
to Pools area
to Sports Hall
| B | WATER SEEPAGE RECTIFICATION ON ALUMINIUM CLADDING WORKS
| 1 | To construct and lay a new aluminium flashing (3mm thick Aluminium flashing plate, complete with adhesive bond) over the existing aluminium flashing on top of wall and roof ( refer to structural tender drawing for location of new flashing)
to Auditorium
to Pools area
to Sports Hall
| 2 | To clean all rain water downpipes and repair/replace the pipe, fixing strap, screw that is damaged
to Auditorium
to Boarding School Blocks 1,2,3,4
to Schools Building
to Pools area
to Sports Hall
| 3 | Opening up of existing aluminium feature wall cladding system to Structure Engineer direction ( of which specific panel to be opened for inspection, contractor to prepare safety scalfoldding for opening up of panel and close up the cladding after inspection and rectification works)
for avoidance of doubt the replacement of the sealant on cladding and construction of top flashing over copping is under contracotr's scope
for avoidance of doutb, any rectification internally reasonable not foreseeable before opening up of alum cladding shall be adminstered under variation. The opening of cladding, close up of cladding, save scaffolding, safety precaution shall all be under the scope of contractor
to Auditorium
to Boarding School Blocks 1,2,3,4
to Schools Building
to Pools area
to Sports Hall
| 4 | Replace the existing sealant within cladding wall panel , between cladding for roof and wall cladding (interfacing with concrete wall)
to Auditorium
to Boarding School Blocks 1,2,3,4
to Schools Building
to Pools area
to Sports Hall
| 5 | Replace the existing sealant to outer frame of the window with approved weather proof sealant
to Auditorium
to Boarding School Blocks 1,2,3,4
to Schools Building
to Pools area
to Sports Hall
| C | REPAIRING WORK TO METAL AND DOORS
| 1 | Sand down and repair to the existing rusted galvanised steel railing with approved waterproofing coating system (and galvanised steel plate welding patch-up if the rusted & vacant area is spotted bigger than 5mm dia)
to Auditorium
to Boarding School Blocks 1,2,3,4
to Schools Building
to Pools area
to Sports Hall
| 2 | Sand down and Repair to the existing rusted galvanised steel awing/sun shade with approved waterproofing coating system (and galvanised steel plate welding patch-up if the rusted & vacant area is spotted bigger than 5mm dia)
to Auditorium
to Boarding School Blocks 1,2,3,4
to Schools Building
to Pools area
to Sports Hall
| 3 | Inspect, report and repair and tighten the steel cable of the awning on all loosen bolt, fixture, nut, screw.
contractor is to carry out inspection and to prepare a report itemize the finding of each awing/ sun shade on condition of fixing pre-works on site
contractor is to carry out inspection and to prepare a report itemize the finding of each awing/ sun shade on condition of fixing post-works on site
to Auditorium
to Boarding School Blocks 1,2,3,4
to Schools Building
to Pools area
to Sports Hall
| 4 | Inspect, report and repair, make good and repainting system to existing timber doors, metal doors and aluminium doors (including replacment of hinge, strick plate, screw/nut accessories, repair laminate, broken door panel, broken door frame and refinish to original finish
to Auditorium
to Boarding School Blocks 1,2,3,4
to Schools Building
to Pools area
to Sports Hall
| D | PAINTING
| 1 | Approved paint system to existing galvanised steel handrail, parapet, safety rail, top rail ( any such metal works that is in external of building façade constructed of Galvanised Steel)
to Auditorium
to Boarding School Blocks 1,2,3,4
to Schools Building
to Pools area
to Sports Hall
| 2 | Approved weather proof and anti-algea paint system to external wall surface with solar reflective water-based coating (comply to S.S678:2021 + C1:2022)
to Auditorium
to Boarding School Blocks 1,2,3,4
to Schools Building
to Pools area
to Sports Hall
to Perimeter building boundary wall including side gate, security guard house and etc
| 3 | Approved painting system to existing pedestrain warning floor
to Auditorium
to Boarding School Blocks 1,2,3,4
to Schools Building
to Pools area
to Sports Hall
| 4 | Approved painting system to existing warning column guards, height limit bar, rubberised guards and etc
to Auditorium
to Boarding School Blocks 1,2,3,4
to Schools Building
to Pools area
to Sports Hall
| E | SUNDRIES
| 1 | Conduct thermal scanning to the following locations and complete with 3 sets of endorsed reports
to Auditorium
to Boarding School Blocks 1,2,3,4
to Schools Building
to Pools area
to Sports Hall
| 2 | Rectification work to water seepage to roof, water seepage to wall, water seepage to ceiling system, aluminium/metal flashing and etc as per tender drawings
to Auditorium
to Boarding School Blocks 1,2,3,4
to Schools Building
to Pools area
to Sports Hall
| 3 | Rectification work to cracks on wall, cracks on soffits, cracks on floor and etc as per building survey report
to Auditorium
to Boarding School Blocks 1,2,3,4
to Schools Building
to Pools area
to Sports Hall
| F | EXTERNAL WORK
| 1 | New elastomeric paint system or epoxy painting to existing carpark lots, driveway direction, number, side indication line, kerb and etc
to Auditorium
to Boarding School Blocks 1,2,3,4
to Schools Building
to Pools area
to Sports Hall
| G | M&E WORK
| 1 | Reapply bonding to existing lightning protection strip, saddle, clamp and etc to aluminium roofing and wall cladding.
to Auditorium
to Boarding School Blocks 1,2,3,4
to Schools Building
to Pools area
to Sports Hall
| 2 | Conductohm connectivity test by contractor's M&E QP after the reapply bonding to existing lightning protection strip, saddle, clamp and etc to aluminium roofing and wall cladding
to Auditorium
to Boarding School Blocks 1,2,3,4
to Schools Building
to Pools area
to Sports Hall
To Collection

## D
PROPOSED FAÇADE PAINTING, BUILDING REPAIRS AND REFURBISHMENT WORKS TO SINGAPORE SPORTS SCHOOL ON LOT 05581T PT AND 06065N PT MK 13 AT CHAMPIONS WAY
Schedule of Works
BREAKDOWN COST OF WORK
| S/No. |  | Descriptions | Unit | Rate (S$) | Amount (S$)
The Preamble Note shall equally apply hereunder
| D | ANY OTHER WORKS
The Contractor shall allow and provide here for works not covered by the foregoing items but are either indicated on the Drawings or described in the Specification or alluded elsewhere or which the Contractor deems necessary for the proper execution and completion of the works. If this item is left unpriced, it shall be deemed that the same have been included and allowed for in the overall tender price and no claim for extra payment arising from the work will be entertained.
Provide details as follows:
1)
2)
3)
4)
5)
6)
7)
8)
9)
10)
11)
12)
13)
14)
15)
To Collection

## Optional Work
PROPOSED FAÇADE PAINTING, BUILDING REPAIRS AND REFURBISHMENT WORKS TO SINGAPORE SPORTS SCHOOL ON LOT 05581T PT AND 06065N PT MK 13 AT CHAMPIONS WAY
Schedule of Works
BREAKDOWN COST OF WORK
| S/No. |  | Descriptions | Unit | Rate (S$) | Amount (S$)
The Preamble Note shall equally apply hereunder
| E | OPTIONAL WORK
Optional items are to be expended at the discretion of the S.O and shall be deducted in whole or in part if not executed the works.
We agree that the Employer shall have the option to exercise the optional items till 3 months after the Contract commencement date
| 1 | To seal up the existing pipe and construct 1 new exposed RWDP connecting back to the original roof top penetration space with new fixing strap to 1st storey existing discharge area (option 2)
to Auditorium
to Boarding School Blocks 1,2,3,4
to Schools Building
to Pools area
to Sports Hall
TOTAL FOR OPTIONAL WORK

## 1 (M) (hidden)
FORM OF TENDER
ANNEX B
ADDITION & ALTERATION WORKS AT HDB HUB ATRIUM LEVEL 2
BREAKDOWN OF TOTAL LUMP SUM
S/No. |  | Descriptions | Amount (S$) |  | Rate | Supplier' Rate | Qty | Unit | No. | Length | Width | Height | Factor
1 | SERS (SAS)
Preamble Notes
The documents forming the tender are to be taken as mutually explanatory and the rates inserted against the items in the Form of Tender and Schedule of Rates shall be deemed to cover the complete requirements of the Specifications, Trade Preambles, Preliminaries, Drawings and other documents of this tender.
The Breakdown of Total Lump Sum does not attempt to fully describe the Works to be carried out and tenderers must refer to Drawings, descriptive schedules, catalogues, and other information supplied in the Tender Document.
The Specification and Breakdown of Total Lump Sum are for the guidance of tenderers to arrive at a lump sum offer for the Whole of the Works shown on the Drawings and described in the Tender Documents. The Tenderer shall be solely responsible to determine to his satisfaction the extent of all works involved in as described in the Specification, detailed in the Tender Drawings, allowed elsewhere or which deem necessary for proper execution and completion of the Works. The Tenderer will not be entitled to any claim whatsoever arising due to lack of knowledge or any omissions of works in this aspect.
A | Hoarding Works
| Erection of temporary hoardings with a selected graphics signage around the site boundaries during the entire duration of the Contract and subsequent removal on completion. |  | 83637 | 83637 | 150 |  | 557.58 | m2 | 1 | 232.326 | 1 | 2.4 | 1
Provide all necessary hoarding, lighting, signs, gates and locking device at the directions of the SO. They shall be periodically inspected and maintained to ensure that they are functional at all times.
The hoarding may have to be adapted to be dismantled and re-erected in accordance to the works sequence to be accepted by the SO.
The Contractor shall also be responsible to make good any damages to the existing works attributed to the erecting or dismantling of the hoardings.
Hoarding works shall comprise of walling, support and struts all to the Contractor's Professional Engineer (P.E.)'s details and endorsement. Hoarding shall be complete with all necessary framing and fixings and painting to the approved colour all in accordance with drawings, including making good to all affected works upon removal, all to the SO's approval.
B | Shifting / Moving Works
| To provide labour and equipment to relocate items to designated areas as instructed (refer to "APPENDIX B TO GENERAL SPECIFICATIONS") |  | To be confirmed
Total Carried Forward
Total Brought Forward
C | Demolition, Hacking and Site Preparation Works
| All materials arising from the breaking up and alterations where not described to be reused or deposited shall become the property of the Contractor at the end of the works, but no such items shall be removed off site. |  | 46361 | 7803.9 | 30 |  | 260.13 | m2 | 1 | 66.7 | 1 | 3.9 | 1 | hacking of wall
|  |  |  | 2000 | 100 |  | 20 | m2 | 1 | 20 | 1 | 1 | 1 | hacking of ramp
|  |  |  | 200 | 100 |  | 2 | No. | [5 empty] | remove door
|  |  |  | 36357 | 50 |  | 727.14 | m2
Materials and debris, where instructed by the SO to be removed from the site, shall be disposed off such that it will not cause obstruction / disturbance to the neighbourhood and to be in the manner approved by the SO and/or relevant authorities.
All statutory requirements and reasonable precaution and as directed by the SO shall be taken to ensure the safety of the Public and Employer from any danger caused by the hacking works with the use of hoardings, protective screens and any other methods deemed necessary by the SO.
Reasonable care is to be taken to minimise the dust and noise nuisance due to hacking works.
The Contractor shall be wholly responsible and take the full risk for any damage to any existing premises, pipes, cables, etc. during the progress of the works. Any damage shall be made good to the satisfaction of the SO.
D | Wall and Partitions
Supply and install wall/partition including all necessary framing, extra support, fixing and jointing accessories, all as shown in Drawings and Specification.
| 1) | PART-01 | 3420 | 3419.65 | 65 |  | 52.61 | m2
[7 empty] | 30.54 | m2 | 1 | 7.83 | 1 | 3.9 | 1
[7 empty] | -4.86 | m2 | 1 | 1.8 | 1 | 2.7 | -1
[7 empty] | 34.24 | m2 | 1 | 8.78 | 1 | 3.9 | 1
[7 empty] | -7.31 | m2 | 3 | 0.625 | 1 | 3.9 | -1
0
| 2) | PART-02 | 10117 | 10116.75 | 75 |  | 134.89 | m2
[7 empty] | 54.33 | m2 | 1 | 13.93 | 1 | 3.9 | 1
[7 empty] | -2.15 | m2 | 1 | 1 | 1 | 2.15 | -1
[7 empty] | 16.65 | m2 | 1 | 4.27 | 1 | 3.9 | 1
[7 empty] | 40.5 | m2 | 1 | 10.385 | 1 | 3.9 | 1
[7 empty] | -2.15 | m2 | 1 | 1 | 1 | 2.15 | -1
[7 empty] | 9.36 | m2 | 1 | 2.4 | 1 | 3.9 | 1
[7 empty] | 18.35 | m2 | 1 | 4.704 | 1 | 3.9 | 1
0
| 3) | PART-03 | 4014 | 4013.97 | 67 |  | 59.91 | m2
[7 empty] | 24.57 | m2 | 1 | 6.3 | 1 | 3.9 | 1
[7 empty] | 37.28 | m2 | 2 | 4.78 | 1 | 3.9 | 1
[7 empty] | -1.94 | m2 | 1 | 0.9 | 1 | 2.15 | -1
0
| 4) | 1200mm High partition Wall | 500 | 499.5 | 75 |  | 6.66 | m2 | 1 | 5.55 | 1 | 1.2 | 1
0
| 5) | System glass panel complete with timber door | 22735
|  |  |  | 19354.5 | 575 |  | 33.66 | m2 | 1 | 8.63 | 1 | 3.9 | 1
|  |  |  | 3380 | 1300 |  | 2.6 | m2 | 1 | 1 | 1 | 2.6 | 1
0
| 6) | FR-10 | 12987 | 12987 | 900 |  | 14.43 | m2 | 1 | 3.7 | 1 | 3.9 | 1
Total Carried Forward
Total Brought Forward
E | Wall Finishes
Supply and install wall finishes including backing and/or with compatible adhesive and all structural framing, trimming, skirting, backing, fixing accessories, etc. as per Drawings and Specifications to SO's approval.
| 1) | GL-02 | 5390 | 5390 | 250 |  | 21.56 | m2
[7 empty] | 17.53 | m2 | 1 | 9.63 | 1 | 1.82 | 1
[7 empty] | 4.03 | m2 | 1 | 2.238 | 1 | 1.8 | 1
| 2) | GL-03 | 8618 | 8617.4 | 220 |  | 39.17 | m2
[7 empty] | 21.98 | m2 | 1 | 8.14 | 1 | 2.7 | 1
[7 empty] | 17.19 | m2 | 2 | 8.595 | 1 | 1 | 1
| 3) | LM-01 | 1116 | 1116 | 120 |  | 9.3 | m2
[7 empty] | 7.51 | m2 | 1 | 9.63 | 1 | 0.78 | 1
[7 empty] | 1.79 | m2 | 1 | 2.238 | 1 | 0.8 | 1
| 4) | LM-02 | 1650 | 1650 | 120 |  | 13.75 | m2 | 1 | 8.595 | 1 | 1.6 | 1
| 5) | PT-01 | 1643 | 1642.06 | 3.5 |  | 469.16 | m2
[7 empty] | 22.36 | m2 | 1 | 8.6 | 1 | 2.6 | 1
[7 empty] | 417.91 | m2 | 1 | 154.78 | 1 | 2.7 | 1
[7 empty] | 14.04 | m2 | 2 | 2.6 | 1 | 2.7 | 1
[7 empty] | 14.85 | m2 | 1 | 5.5 | 1 | 2.7 | 1
| 6) | SP-03 | 2684 | 2684 | 100 |  | 26.84 | m2 | 1 | 9.94 | 1 | 2.7 | 1
| 7) | SP-06 | 7746 | 7746 | 300 |  | 25.82 | m2
[7 empty] | 2.07 | m2 | 1 | 2.3 | 1 | 0.9 | 1
[7 empty] | 2.96 | m2 | 1 | 1.48 | 1 | 2 | 1
[7 empty] | 20.79 | m2 | 1 | 7.7 | 1 | 2.7 | 1
| 8) | SP-07 | 3119 | 3118.5 | 350 |  | 8.91 | m2 | 1 | 3.3 | 1 | 2.7 | 1
| 9) | MT-03 | 4838 | 4838 | 100 |  | 48.38 | m | 2 | 24.19 | 1 | 1 | 1
| 10) | MT-04 | 963 | 963 | 100 |  | 9.63 | m | 1 | 9.63 | 1 | 1 | 1
F | Floor Finishes
| Provide raised floor system as per specialist's recommendation and to the SO's approval. |  | 2963 | 2962.5 | 150 |  | 19.75 | m2 | 1 | 19.75 | 1 | 1 | 1
Supply and install flooring including screed and/or approved adhesive all in accordance to Drawings and Specifications to SO’s approval.
| 1) | CP-01 | 12316 | 12315.68 | 104 | 70 | 118.42 | m2 | 1 | 118.42 | 1 | 1 | 1
| 2) | CP-02 | 400 | 400 | 50 |  | 8 | m | 1 | 8 | 1 | 1 | 1
| 3) | CP-03 | 7034 | 7033.94 | 86 | 55 | 81.79 | m2 | 1 | 81.79 | 1 | 1 | 1
| 4) | CP-04 | 17463 | 17462.3 | 86 | 55 | 203.05 | m2 | 1 | 203.05 | 1 | 1 | 1
| 5) | CP-05 | 20178 | 20177.58 | 74 | 45 | 272.67 | m2 | 1 | 272.67 | 1 | 1 | 1
| 6) | CP-06 | 1671 | 1670.12 | 172 | 55 | 9.71 | m | 1 | 9.71 | 1 | 1 | 1
| 7) | VT-04 | 4251 | 4250.43 | 83 | 40 | 51.21 | m2 | 1 | 51.21 | 1 | 1 | 1
| 8) | MT-04 | 22905 | 22905 | 100 |  | 229.05 | m | 1 | 229.05 | 1 | 1 | 1
Total Carried Forward
Total Brought Forward
G | Ceiling Finishes
Supply and install ceiling system complete with all sub-frame support, framing and necessary fixing accessories all in accordance to Drawings and Specifications to SO’s approval.
| 1) | Plaster ceiling board | 1206 | 1205.1 | 45 |  | 26.78 | m2 | 1 | 26.78 | 1 | 1 | 1
| 2) | Metal grid (Acoustic) | 56096 | 56096 | 100 |  | 560.96 | m2 | 1 | 560.96 | 1 | 1 | 1
| 3) | Exposed ceiling to be spray paint finishes | 352 | 351.61 | 7 |  | 50.23 | m2 | 1 | 50.23 | 1 | 1 | 1
| 4) | 800 x 800 Acoustic BD (CA-04) | 3600 | 3600 | 400 |  | 9 | No. | 9 | 1 | 1 | 1 | 1
H | Furniture
Fabricate, supply, deliver, install and fix in position the following approved furniture and fittings, including all necessary components, fixing accessories, backing, locksets, ironmongery, glazing, upholstery, finishes and light fittings, drawers with track system etc. all in accordance to the Drawings and Specifications to SO's approval.
| 1) | C1 | 18400 | 18400 | 460 | 400 | 40
| 2) | C2 | 18860 | 18860 | 230 | 200 | 82
| 3) | C3 | 8280 | 8280 | 414 | 360 | 20
| 4) | DN 01A | 300 | 300 | 300 |  | 1
| 5) | DN 01B | 200 | 200 | 200 |  | 1
| 6) | DN 02 | 400 | 400 | 200 |  | 2
| 7) | F1 | 2277 | 2277 | 379.5 | 330 | 6
| 8) | F2 | 2875 | 2875 | 287.5 | 250 | 10
| 9) | KF01 | 150 | 150 | 150 |  | 1
| 10) | KF02 | 100 | 100 | 100 |  | 1
| 11) | KF03 | 100 | 100 | 100 |  | 1
| 12) | MT1 | 2760 | 2760 | 1380 | 1200 | 2
Total Carried Forward
Total Brought Forward
H | Furniture (Cont'd)
Fabricate, supply, deliver, install and fix in position the following approved furniture and fittings, including all necessary components, fixing accessories, backing, locksets, ironmongery, glazing, upholstery, finishes and light fittings, drawers with track system etc. all in accordance to the Drawings and Specifications to SO's approval.
| 13) | MT2 | 3105 | 3105 | 1552.5 | 1350 | 2
| 14) | SF2 | 108100 | 108100 | 5405 | 4700 | 20
| 15) | SF4 | 40480 | 40480 | 2530 | 2200 | 16
| 16) | SF7 | 1035 | 1035 | 1035 | 900 | 1
| 17) | P2 | 288 | 287.5 | 287.5 | 250 | 1
| 18) | PF2 01 | 1200 | 1200 | 300 |  | 4
| 19) | PF2 02 | 1600 | 1600 | 200 |  | 8
| 20) | PF2 03 | 2000 | 2000 | 1000 |  | 2
| 21) | PF2 04 | 800 | 800 | 200 |  | 4
| 22) | PF2 05 | 800 | 800 | 200 |  | 4
| 23) | PF2 06 | 800 | 800 | 200 |  | 4
| 24) | PH2 | 1495 | 1495 | 747.5 | 650 | 2
| 25) | Square Ottoman seats | 6250 | 6250 | 250 |  | 25
| 26) | Typical model stand at waiting area | 4000 | 4000 | 2000 |  | 2
| 27) | ACC2 | 92 | 92 | 92 | 80 | 1
| 28) | ACC4 | 150 | 149.5 | 149.5 | 130 | 1
| 29) | ACC5 | 207 | 207 | 207 | 180 | 1
Total Carried Forward
Total Brought Forward
I | Light Fittings
Fabricate, supply, deliver, install and fix in position the following approved light fittings, including all necessary components, fixing accessories, etc. all in accordance to the Drawings and Specifications to SO's approval and all necessary protection works and reinstatement works to the SO's satisfaction.
| 1) | DL01 | 54625 | 54625 | 718.75 | 625 | 76
| 2) | DL02 | 1215 | 1214.4 | 303.6 | 264 | 4
| 3) | DL07 | 1445 | 1444.4 | 361.1 | 314 | 4
| 4) | DL09 - A | To be confirmed | 0 | 0 |  | 3
| 5) | DL10 | 2383 | 2382.8 | 340.4 | 296 | 7
| 6) | DL10 - A | 6808 | 6808 | 340.4 | 296 | 20
| 7) | S2 | 7204 | 7203.6 | 900.45 | 783 | 8
| 8) | P3 | 1792 | 1791.7 | 94.3 | 82 | 19
| 9) | SL1 | 115 | 115 | 115 | 100 | 1
Total Carried Forward
Total Brought Forward
J | Door and Ironmongery
Supply and install door including finishes as specified complete with all necessary ironmongery and including framing, ironmongery and necessary accessories; all as per Drawings and Specifications and to the SO's approval.
| 1) | D-01 | 2844 | 2843.1 | 2843.1 | 585 | 1
| 2) | D-03 | 700 | 700 | 700 |  | 1
| 3) | D-04 | 2400 | 2400 | 1200 |  | 2
| 4) | D-15 | 2000 | 2000 | 2000 |  | 1
| 5) | D-16 - Pending QP advise on the fire rating | 1500 | 1500 | 1500 |  | 1
K | Carpentry & Other Works
Supply of material, labour and equipment for the production, installation, erection, service connection, completion, testing, commissioning and maintenance of the interior fitting out works, PE endorsement, including all associated structural support all in accordance to Drawings and Specification and to the SO's approval.
| 1) | Construct cabinet at entrance wall as per Drawings | 5092 | 5092 | 3420 | 900 | 1 | No. | 1 | 3.8 | 1.1 | 2.7 | 1
| 2) | Construct reception counter at reception area as per Drawings | 15000 | 0 |  |  | 1 | No. | 1 | 6.94 | 0.85 | 1.1 | 1
| 3) | Construct TV stand at waiting area as per Drawings | 900 | 900 | 900 | 600 | 1 | No. | 1 | 1.5 | 0.2 | 2.7 | 1
| 4) | Construct full height cabinet at entry foyer as per Drawings | 1800 | 1800 | 1800 | 900 | 1 | No. | 1 | 2 | 0.7 | 2.6 | 1
| 5) | Construct booth seat at entry foyer as per Drawings | 5580 | 5580 | 2790 | 900 | 1 | No. | 1 | 3.1 | 0.7 | 2.6 | 1
| 6) | Construct top shelf at pantry as per Drawings | 740 | 740 | 740 | 500 | 1 | No. | 1 | 1.48 | 0.35 | 0.6 | 1
| 7) | Construct top and bottom shelf at pantry as per Drawings | 3910 | 1150 | 1150 | 500 | 1 | No. | 1 | 2.3 | 0.35 | 0.85 | 1
|  |  |  | 2760 | 1380 | 600 | 1 | No. | 1 | 2.3 | 0.6 | 0.85 | 1
| 8) | Construct booth seat at pantry as per Drawings | 5850 | 5850 | 2925 | 900 | 1 | No. | 1 | 3.25 | 0.625 | 2.6 | 1
| 9) | Construct cabinet at discussion nook as per Drawings | 810 | 810 | 810 | 900 | 1 | No. | 1 | 0.9 | 0.8 | 2.6 | 1
| 10) | Construct toilet as per Drawings
|  | - Sanitary wares, fitting and accessories | 3586 |  | 763 | 620 | 1 | basin + tap
[5 empty] | 579 | 460 | 1 | WC wall mounted
[5 empty] | 121.2 | 88 | 1 | Soap dispenser
[5 empty] | 77.5 | 50 | 1 | Toilet paper holder
[5 empty] | 418 | 320 | 1 | Sensor for WC
[5 empty] | 687 | 580 | 1 | Hand dryer
[5 empty] | 940 | 800 | 1 | Mirror | 0.6 | 0.85
|  | - Light fitting | 90 | 90 | 50 |  | 1.8 | m | 1 | 1.8 | 1 | 1 | 1
|  | - Waterproofing works | 405 | 405 | 100 |  | 4.05 | m2 | 1 | 2.25 | 1.8 | 1 | 1
|  | - Wall finishes | 2106 | 2106 | 100 |  | 21.06 | m2 | 2 | 4.05 | 1 | 2.6 | 1 | TL 02
|  | - Floor finishes | 405 | 405 | 100 |  | 4.05 | m2 | 1 | 2.25 | 1.8 | 1 | 1 | HT 01
|  | - Ceiling finishes | 405 | 405 | 100 |  | 4.05 | m2 | 1 | 2.25 | 1.8 | 1 | 1 | included
| 11) | PE 01 | 487 | 487 | 487 | 380 | 1
| 12) | PE 02 | 832 | 832 | 832 | 680 | 1
Total Carried Forward
Total Brought Forward
L | Any Other Works
The Contractor shall allow and provide here for works not covered by the foregoing items but are either indicated on the Drawings or described in the Specification or alluded elsewhere or which the Contractor deems necessary for the proper execution and completion of the works. If this item is left unpriced, it shall be deemed that the same have been included and allowed for in the overall tender price and no claim for extra payment arising from the work will be entertained.
Provide details as follows:
1)
2)
3)
4)
5)
|  | Total Carried To Summary of Total Lump Sum | 732106
Note on S99: Windows User: Assume 3.0m high, need floor to slab dwg

## 2 (M) (hidden)
FORM OF TENDER
ANNEX B
ADDITION & ALTERATION WORKS AT HDB HUB ATRIUM LEVEL 2
BREAKDOWN OF TOTAL LUMP SUM
S/No. |  | Descriptions | Amount (S$) |  | Rate | Supplier' Rate | Qty | Unit | No. | Length | Width | Height | Factor
2 | Waiting Area
The Preamble Note in Section 1 shall equally apply hereunder
A | Hoarding Works
| Erection of temporary hoardings with a selected graphics signage around the site boundaries during the entire duration of the Contract and subsequent removal on completion. |  | 17446 | 0 | 30 |  | 0 | m2
|  |  |  | 0 | 100 |  | 0 | m2
|  |  |  | 0 | 100 |  |  | No.
|  |  |  | 17445.5 | 50 |  | 348.91 | m2
Provide all necessary hoarding, lighting, signs, gates and locking device at the directions of the SO. They shall be periodically inspected and maintained to ensure that they are functional at all times.
The hoarding may have to be adapted to be dismantled and re-erected in accordance to the works sequence to be accepted by the SO.
The Contractor shall also be responsible to make good any damages to the existing works attributed to the erecting or dismantling of the hoardings.
Hoarding works shall comprise of walling, support and struts all to the Contractor's Professional Engineer (P.E.)'s details and endorsement. Hoarding shall be complete with all necessary framing and fixings and painting to the approved colour all in accordance with drawings, including making good to all affected works upon removal, all to the SO's approval.
B | Shifting / Moving Works
| To provide labour and equipment to relocate items to designated areas as instructed (refer to "APPENDIX B TO GENERAL SPECIFICATIONS") |  | To be confirmed
| Provide labour, material, and equipment to fix and secure TV (provided by others) at location as per Drawings and shall includes all necessary PE's endorsement and calculation. |  | 1000 | 1000 | 500 |  | 2 | nos
Total Carried Forward
Total Brought Forward
C | Demolition, Hacking and Site Preparation Works
| All materials arising from the breaking up and alterations where not described to be reused or deposited shall become the property of the Contractor at the end of the works, but no such items shall be removed off site. |  | 17727 | 280.8 | 30 |  | 9.36 | m2 | 2 | 1.2 | 1 | 3.9 | 1 | hacking of wall
|  |  |  | 0 | 100 |  | 0 | m2
|  |  |  | 0 | 100 |  | 0 | No.
|  |  |  | 17445.5 | 50 |  | 348.91 | m2
Materials and debris, where instructed by the SO to be removed from the site, shall be disposed off such that it will not cause obstruction / disturbance to the neighbourhood and to be in the manner approved by the SO and/or relevant authorities.
All statutory requirements and reasonable precaution and as directed by the SO shall be taken to ensure the safety of the Public and Employer from any danger caused by the hacking works with the use of hoardings, protective screens and any other methods deemed necessary by the SO.
Reasonable care is to be taken to minimise the dust and noise nuisance due to hacking works.
The Contractor shall be wholly responsible and take the full risk for any damage to any existing premises, pipes, cables, etc. during the progress of the works. Any damage shall be made good to the satisfaction of the SO.
D | Furniture
Fabricate, supply, deliver, install and fix in position the following approved furniture and fittings, including all necessary components, fixing accessories, backing, locksets, ironmongery, glazing, upholstery, finishes and light fittings, drawers with track system etc. all in accordance to the Drawings and Specifications to SO's approval.
| 1) | Square Ottoman seats | 39250 | 39250 | 250 |  | 157
| 2) | Round Ottoman seats - 600mm diameter | 3900 | 3900 | 300 |  | 13
| 3) | Round Ottoman seats - 800mm diameter | 1400 | 1400 | 350 |  | 4
| 4) | Writing bar - 1200mm diameter | 2000 | 2000 | 1000 |  | 2
Total Carried Forward
Total Brought Forward
E | Floor Finishes
Supply and install flooring including screed and/or approved adhesive all in accordance to Drawings and Specifications to SO’s approval.
| 1) | CP-01 | 36287 | 36286.64 | 104 | 70 | 348.91 | m2 | 1 | 348.912 | 1 | 1 | 1
| 2) | CP-02 | 750 | 750 | 50 |  | 15 | m | 2 | 7.5 | 1 | 1 | 1
F | Horticulture Works
Supply, install, rental & maintenance of indoor plants for the following items:
| 1) | PLT-01 | 1127 | 1127 | 563.5 | 490 | 2 | No.
Total Carried Forward
Total Brought Forward
G | Any Other Works
The Contractor shall allow and provide here for works not covered by the foregoing items but are either indicated on the Drawings or described in the Specification or alluded elsewhere or which the Contractor deems necessary for the proper execution and completion of the works. If this item is left unpriced, it shall be deemed that the same have been included and allowed for in the overall tender price and no claim for extra payment arising from the work will be entertained.
Provide details as follows:
1)
2)
3)
4)
5)
|  | Total Carried To Summary of Total Lump Sum | 120887

## 3 (M) (hidden)
FORM OF TENDER
ANNEX B
ADDITION & ALTERATION WORKS AT HDB HUB ATRIUM LEVEL 2
BREAKDOWN OF TOTAL LUMP SUM
S/No. |  | Descriptions | Amount (S$) |  | Rate | Supplier' Rate | Qty | Unit | No. | Length | Width | Height | Factor
3 | SERS (SRS)
The Preamble Note in Section 1 shall equally apply hereunder
A | Hoarding Works
Erection of temporary hoardings with a selected graphics signage around the site boundaries during the entire duration of the Contract and subsequent removal on completion.
Provide all necessary hoarding, lighting, signs, gates and locking device at the directions of the SO. They shall be periodically inspected and maintained to ensure that they are functional at all times.
The hoarding may have to be adapted to be dismantled and re-erected in accordance to the works sequence to be accepted by the SO.
The Contractor shall also be responsible to make good any damages to the existing works attributed to the erecting or dismantling of the hoardings.
Hoarding works shall comprise of walling, support and struts all to the Contractor's Professional Engineer (P.E.)'s details and endorsement. Hoarding shall be complete with all necessary framing and fixings and painting to the approved colour all in accordance with drawings, including making good to all affected works upon removal, all to the SO's approval.
B | Shifting / Moving Works
| To provide labour and equipment to relocate items to designated areas as instructed (refer to "APPENDIX B TO GENERAL SPECIFICATIONS") |  | To be confirmed
Total Carried Forward
Total Brought Forward
C | Demolition, Hacking and Site Preparation Works
| All materials arising from the breaking up and alterations where not described to be reused or deposited shall become the property of the Contractor at the end of the works, but no such items shall be removed off site. |  | 63183 | 20348.7 | 30 |  | 678.29 | m2 | 1 | 173.92 | 1 | 3.9 | 1 | hacking of wall
|  |  |  | 1500 | 100 |  | 15 | m2 | 1 | 15 | 1 | 1 | 1 | hacking of ramp
|  |  |  | 1400 | 100 |  | 14 | No. | [5 empty] | remove door
|  |  |  | 39933.5 | 50 |  | 798.67 | m2
Materials and debris, where instructed by the SO to be removed from the site, shall be disposed off such that it will not cause obstruction / disturbance to the neighbourhood and to be in the manner approved by the SO and/or relevant authorities.
All statutory requirements and reasonable precaution and as directed by the SO shall be taken to ensure the safety of the Public and Employer from any danger caused by the hacking works with the use of hoardings, protective screens and any other methods deemed necessary by the SO.
Reasonable care is to be taken to minimise the dust and noise nuisance due to hacking works.
The Contractor shall be wholly responsible and take the full risk for any damage to any existing premises, pipes, cables, etc. during the progress of the works. Any damage shall be made good to the satisfaction of the SO.
D | Wall and Partitions
Supply and install wall/partition including all necessary framing, extra support, fixing and jointing accessories, all as shown in Drawings and Specification.
| 1) | PART-01 | 19202 | 19201.65 | 65 |  | 295.41 | m2
[7 empty] | 146.6 | m2 | 1 | 37.59 | 1 | 3.9 | 1
[7 empty] | -5.4 | m2 | 1 | 2 | 1 | 2.7 | -1
[7 empty] | -2.15 | m2 | 1 | 1 | 1 | 2.15 | -1
[7 empty] | -2.15 | m2 | 1 | 1 | 1 | 2.15 | -1
[7 empty] | -8.32 | m2 | 1 | 3.2 | 1 | 2.6 | -1
[7 empty] | 93.93 | m2 | 1 | 24.085 | 1 | 3.9 | 1
[7 empty] | 75.76 | m2 | 1 | 19.425 | 1 | 3.9 | 1
[7 empty] | -2.86 | m2 | 1 | 1.1 | 1 | 2.6 | -1
| 2) | PART-02 | 3978 | 3978 | 75 |  | 53.04 | m2
[7 empty] | 55.19 | m2 | 1 | 14.15 | 1 | 3.9 | 1
[7 empty] | -2.15 | m2 | 1 | 1 | 1 | 2.15 | -1
| 3) | Laser cut metal screens at VOD Counter | 12480 | 12480 | 500 |  | 24.96 | m2 | 2 | 4.8 | 1 | 2.6 | 1
| 4) | FR10 | 27144 | 27144 | 900 |  | 30.16 | m2 | 2 | 5.8 | 1 | 2.6 | 1
| 5) | System glass panel complete with glass door | 44427 | 34442.5 | 575 |  | 59.9 | m2 | 1 | 15.36 | 1 | 3.9 | 1
|  |  |  | 9984 | 800 |  | 12.48 | m2 | 3 | 1.6 | 1 | 2.6 | 1
Total Carried Forward
Total Brought Forward
E | Wall Finishes
Supply and install wall finishes including backing and/or with compatible adhesive and all structural framing, trimming, skirting, backing, fixing accessories, etc. as per Drawings and Specifications to SO's approval.
| 1) | GL-01 | 16168 | 16167.8 | 220 |  | 73.49 | m2 | 1 | 27.22 | 1 | 2.7 | 1
| 2) | PT-01 | 1497 | 1496.6 | 3.5 |  | 427.6 | m2 | 1 | 158.37 | 1 | 2.7 | 1
| 3) | SP-03 | 7349 | 7349 | 100 |  | 73.49 | m2
| 4) | WD-01 | 2958 | 2957.5 | 350 |  | 8.45 | m2 | 1 | 3.13 | 1 | 2.7 | 1
F | Floor Finishes
| Provide raised floor system as per specialist's recommendation and to the SO's approval. |  | 12071 | 12070.5 | 150 |  | 80.47 | m2 | 1 | 80.47 | 1 | 1 | 1
Supply and install flooring including screed and/or approved adhesive all in accordance to Drawings and Specifications to SO’s approval.
| 1) | CP-03 | 8221 | 8220.74 | 86 | 55 | 95.59 | m2 | 1 | 95.59 | 1 | 1 | 1
| 2) | CP-04 | 38264 | 38263.12 | 86 | 55 | 444.92 | m2 | 1 | 444.92 | 1 | 1 | 1
| 3) | CP-05 | 19104 | 19103.84 | 74 | 45 | 258.16 | m2 | 1 | 258.16 | 1 | 1 | 1
| 4) | CP-06 | 172 | 172 | 172 | 55 | 1 | m | 2 | 1 | 1 | 1 | 0.5
| 5) | MT-04 | 11606 | 11606 | 100 |  | 116.06 | m | 1 | 116.06 | 1 | 1 | 1
Total Carried Forward
Total Brought Forward
G | Ceiling Finishes
Supply and install ceiling system complete with all sub-frame support, framing and necessary fixing accessories all in accordance to Drawings and Specifications to SO’s approval.
| 1) | Aluminium trellis | 29684 | 29683.5 | 350 |  | 84.81 | m2 | 1 | 84.81 | 1 | 1 | 1
| 2) | Metal grid (Acoustic) | 54762 | 54762 | 100 |  | 547.62 | m2 | 1 | 547.62 | 1 | 1 | 1
| 3) | Exposed underslab and services to be spray paint finishes | 594 | 593.67 | 7 |  | 84.81
H | Furniture
Fabricate, supply, deliver, install and fix in position the following approved furniture and fittings, including all necessary components, fixing accessories, backing, locksets, ironmongery, glazing, upholstery, finishes and light fittings, drawers with track system etc. all in accordance to the Drawings and Specifications to SO's approval.
| 1) | ACC1 | 1656 | 1656 | 207 | 180 | 8
| 2) | ACC2 | 736 | 736 | 92 | 80 | 8
| 3) | ACC3 | 1610 | 1610 | 402.5 | 350 | 4
| 4) | C1 | 17480 | 17480 | 460 | 400 | 38
| 5) | C2 | 18860 | 18860 | 230 | 200 | 82
| 6) | C4 | 4048 | 4048 | 253 | 220 | 16
| 7) | C5 | 690 | 690 | 172.5 | 150 | 4
| 8) | F2 | 2588 | 2587.5 | 287.5 | 250 | 9
| 9) | MT1 | 8280 | 8280 | 1380 | 1200 | 6
| 10) | SF1 | 5175 | 5175 | 5175 | 4500 | 1
| 11) | SF2 | 86480 | 86480 | 5405 | 4700 | 16
| 12) | SF4 | 43010 | 43010 | 2530 | 2200 | 17
| 13) | SF6 | 1035 | 1035 | 1035 | 900 | 1
| 14) | P1 | 288 | 287.5 | 287.5 | 250 | 1
| 15) | P2 | 863 | 862.5 | 287.5 | 250 | 3
Total Carried Forward
Total Brought Forward
I | Light Fittings
Fabricate, supply, deliver, install and fix in position the following approved light fittings, including all necessary components, fixing accessories, etc. all in accordance to the Drawings and Specifications to SO's approval and all necessary protection works and reinstatement works to the SO's satisfaction.
| 1) | DL01 | 52469 | 52468.75 | 718.75 | 625 | 73
| 2) | DL02 | 1215 | 1214.4 | 303.6 | 264 | 4
| 3) | DL03 | 9460 | 9459.9 | 1051.1 | 914 | 9
| 4) | DL06 | 2381 | 2380.5 | 793.5 | 690 | 3
| 5) | DL07 | 3611 | 3611 | 361.1 | 314 | 10
| 6) | DL09 | To be confirmed | 0 | 0 |  | 2
J | Door and Ironmongery
Supply and install door including finishes as specified complete with all necessary ironmongery and including framing, ironmongery and necessary accessories; all as per Drawings and Specifications and to the SO's approval.
| 1) | D-04 | 1200 | 1200 | 1200 |  | 1
| 2) | D-04A | 1200 | 1200 | 1200 |  | 1
| 3) | D-05 | 3159 | 3159 | 3159 | 585 | 1
| 4) | D-07 | 4264 | 4264 | 4264 | 800 | 1
| 5) | D-08 | 6656 | 6656 | 6656 | 800 | 1
| 6) | D-11 | 2000 | 2000 | 2000 |  | 1
| 7) | D-15 | 2000 | 2000 | 2000 |  | 1
Total Carried Forward
Total Brought Forward
K | Carpentry & Other Works
Supply of material, labour and equipment for the production, installation, erection, service connection, completion, testing, commissioning and maintenance of the interior fitting out works, PE endorsement, including all associated structural support all in accordance to Drawings and Specification and to the SO's approval.
| 1) | Construct cabinet at VOD counter as per Drawings | 3600 | 3600 | 1800 | 600 | 2 | No. | 1 | 3 | 0.7 | 1.1 | 1
| 2) | Roller blinds at Interview Room as per Drawings | 23355 | 23355 | 500 |  | 46.71 | m2 | 1 | 17.3 | 1 | 2.7 | 1
| 3) | Construct full height cabinet at Interview Room as per Drawings | 10372 | 10372 | 10372 | 900 | 1 | No. | 1 | 11.525 | 0.75 | 2.6 | 1
| 4) | Construct full height cabinet at GEN office as per Drawings | 9752 | 9752 | 9752 | 800 | 1 | No. | 1 | 12.19 | 0.4 | 2.6 | 1
L | Any Other Works
The Contractor shall allow and provide here for works not covered by the foregoing items but are either indicated on the Drawings or described in the Specification or alluded elsewhere or which the Contractor deems necessary for the proper execution and completion of the works. If this item is left unpriced, it shall be deemed that the same have been included and allowed for in the overall tender price and no claim for extra payment arising from the work will be entertained.
Provide details as follows:
1)
2)
3)
4)
5)
|  | Total Carried To Summary of Total Lump Sum | 702357

## 4 (M) (hidden)
FORM OF TENDER
ANNEX B
ADDITION & ALTERATION WORKS AT HDB HUB ATRIUM LEVEL 2
BREAKDOWN OF TOTAL LUMP SUM
S/No. |  | Descriptions | Amount (S$) |  | Rate | Supplier' Rate | Qty | Unit | No. | Length | Width | Height | Factor
4 | RESALE
The Preamble Note in Section 1 shall equally apply hereunder
A | Hoarding Works
Erection of temporary hoardings with a selected graphics signage around the site boundaries during the entire duration of the Contract and subsequent removal on completion.
Provide all necessary hoarding, lighting, signs, gates and locking device at the directions of the SO. They shall be periodically inspected and maintained to ensure that they are functional at all times.
The hoarding may have to be adapted to be dismantled and re-erected in accordance to the works sequence to be accepted by the SO.
The Contractor shall also be responsible to make good any damages to the existing works attributed to the erecting or dismantling of the hoardings.
Hoarding works shall comprise of walling, support and struts all to the Contractor's Professional Engineer (P.E.)'s details and endorsement. Hoarding shall be complete with all necessary framing and fixings and painting to the approved colour all in accordance with drawings, including making good to all affected works upon removal, all to the SO's approval.
B | Shifting / Moving Works
| To provide labour and equipment to relocate items to designated areas as instructed (refer to "APPENDIX B TO GENERAL SPECIFICATIONS") |  | To be confirmed
Total Carried Forward
Total Brought Forward
C | Demolition, Hacking and Site Preparation Works
| All materials arising from the breaking up and alterations where not described to be reused or deposited shall become the property of the Contractor at the end of the works, but no such items shall be removed off site. |  | 60316 | 11311.5 | 30 |  | 377.05 | m2 | 1 | 96.68 | 1 | 3.9 | 1 | hacking of wall
|  |  |  | 1000 | 100 |  | 10 | m2 | 1 | 10 | 1 | 1 | 1 | hacking of ramp
|  |  |  | 700 | 100 |  | 7 | No. | [5 empty] | remove door
|  |  |  | 47304 | 50 |  | 946.08 | m2
Materials and debris, where instructed by the SO to be removed from the site, shall be disposed off such that it will not cause obstruction / disturbance to the neighbourhood and to be in the manner approved by the SO and/or relevant authorities.
All statutory requirements and reasonable precaution and as directed by the SO shall be taken to ensure the safety of the Public and Employer from any danger caused by the hacking works with the use of hoardings, protective screens and any other methods deemed necessary by the SO.
Reasonable care is to be taken to minimise the dust and noise nuisance due to hacking works.
The Contractor shall be wholly responsible and take the full risk for any damage to any existing premises, pipes, cables, etc. during the progress of the works. Any damage shall be made good to the satisfaction of the SO.
D | Wall and Partitions
Supply and install wall/partition including all necessary framing, extra support, fixing and jointing accessories, all as shown in Drawings and Specification.
| 1) | PART-01 | 11589 | 11588.85 | 65 |  | 178.29 | m2
[7 empty] | 33.25 | m2 | 1 | 8.525 | 1 | 3.9 | 1
[7 empty] | 23.31 | m2 | 2 | 2.988 | 1 | 3.9 | 1
[7 empty] | 133.17 | m2 | 1 | 34.145 | 1 | 3.9 | 1
[7 empty] | -11.44 | m2 | 4 | 1.1 | 1 | 2.6 | -1
| 2) | PART-02 | 25145 | 25144.5 | 75 |  | 335.26 | m2 | 1 | 85.965 | 1 | 3.9 | 1
| 3) | Laser cut metal screens at VOD Counter | 12480 | 12480 | 500 |  | 24.96 | m2 | 2 | 4.8 | 1 | 2.6 | 1
| 4) | System glass panel complete with timber door | 10457 | 6739 | 575 |  | 11.72 | m2 | 1 | 3.005 | 1 | 3.9 | 1
|  |  |  | 3718 | 1300 |  | 2.86 | m2 | 1 | 1.1 | 1 | 2.6 | 1
Total Carried Forward
Total Brought Forward
E | Wall Finishes
Supply and install wall finishes including backing and/or with compatible adhesive and all structural framing, trimming, skirting, backing, fixing accessories, etc. as per Drawings and Specifications to SO's approval.
| 1) | GL-01 | 17446 | 17446 | 220 |  | 79.3 | m2 | 1 | 30.5 | 1 | 2.6 | 1
| 2) | GL-02 | 3303 | 3302.5 | 250 |  | 13.21 | m2 | 1 | 5.08 | 1 | 2.6 | 1
| 3) | LM-01 | 1586 | 1585.2 | 120 |  | 13.21 | m2
| 4) | LM-09 | 1030 | 1029.6 | 120 |  | 8.58 | m2 | 1 | 3.3 | 1 | 2.6 | 1
| 5) | LM-10 | 1030 | 1029.6 | 120 |  | 8.58 | m2 | 1 | 3.3 | 1 | 2.6 | 1
| 6) | PT-01 | 1522 | 1521.98 | 3.5 |  | 434.85 | m2 | 1 | 167.25 | 1 | 2.6 | 1
| 7) | SP-03 | 7930 | 7930 | 100 |  | 79.3 | m2
| 8) | SP-04 | 7221 | 7220.2 | 130 |  | 55.54 | m2 | 1 | 21.36 | 1 | 2.6 | 1
| 9) | WD-01 | 3066 | 3066 | 350 |  | 8.76 | m2 | 1 | 3.37 | 1 | 2.6 | 1
| 10) | WP-01 | 7923 | 7922.4 | 80 |  | 99.03 | m2
[7 empty] | 92.92 | m2 | 1 | 35.74 | 1 | 2.6 | 1
[7 empty] | 6.11 | m2 | 2 | 1.65 | 1 | 1.85 | 1
| 11) | WP-02 | 1373 | 1372.8 | 80 |  | 17.16 | m2 | 1 | 6.6 | 1 | 2.6 | 1
| 12) | WP-03 | 687 | 686.4 | 80 |  | 8.58 | m2 | 1 | 3.3 | 1 | 2.6 | 1
| 13) | WP-04 | 687 | 686.4 | 80 |  | 8.58 | m2 | 1 | 3.3 | 1 | 2.6 | 1
Total Carried Forward
Total Brought Forward
F | Floor Finishes
| Provide raised floor system as per specialist's recommendation and to the SO's approval. |  | 16673 | 16672.5 | 150 |  | 111.15 | m2 | 1 | 111.15 | 1 | 1 | 1
Supply and install flooring including screed and/or approved adhesive all in accordance to Drawings and Specifications to SO’s approval.
| 1) | CP-01 | 9787 | 9786.4 | 104 | 70 | 94.1 | m2 | 1 | 94.1 | 1 | 1 | 1
| 2) | CP-02 | 305 | 305 | 50 |  | 6.1 | m | 1 | 6.1 | 1 | 1 | 1
| 3) | CP-03 | 14734 | 14733.52 | 86 | 55 | 171.32 | m2 | 1 | 171.32 | 1 | 1 | 1
| 4) | CP-04 | 7570 | 7569.72 | 86 | 55 | 88.02 | m2 | 1 | 88.02 | 1 | 1 | 1
| 5) | CP-05 | 41525 | 41524.36 | 74 | 45 | 561.14 | m2 | 1 | 561.14 | 1 | 1 | 1
| 6) | CP-06 | 155 | 154.8 | 172 | 55 | 0.9 | m | 1 | 0.9 | 1 | 1 | 1
| 7) | MT-04 | 18194 | 18194 | 100 |  | 181.94 | m | 1 | 181.94 | 1 | 1 | 1
| 8) | VT-01 | 872 | 871.5 | 83 | 40 | 10.5 | m2 | 1 | 10.5 | 1 | 1 | 1
| 9) | VT-02 | 872 | 871.5 | 83 | 40 | 10.5 | m2 | 1 | 10.5 | 1 | 1 | 1
| 10) | VT-03 | 746 | 745.5 | 71 | 30 | 10.5 | m2 | 1 | 10.5 | 1 | 1 | 1
G | Ceiling Finishes
Supply and install ceiling system complete with all sub-frame support, framing and necessary fixing accessories all in accordance to Drawings and Specifications to SO’s approval.
| 1) | Aluminium trellis | 56630 | 56630 | 350 |  | 161.8 | m2 | 1 | 161.8 | 1 | 1 | 1
| 2) | Metal grid (Acoustic) | 63825 | 63825 | 100 |  | 638.25 | m2 | 1 | 638.25 | 1 | 1 | 1
| 3) | Exposed underslab and services to be spray paint finishes | 1133 | 1132.6 | 7 |  | 161.8 | m2
| 4) | Plaster ceiling board | 2354 | 2353.95 | 45 |  | 52.31 | m2 | 1 | 52.31 | 1 | 1 | 1
Total Carried Forward
Total Brought Forward
H | Furniture
Fabricate, supply, deliver, install and fix in position the following approved furniture and fittings, including all necessary components, fixing accessories, backing, locksets, ironmongery, glazing, upholstery, finishes and light fittings, drawers with track system etc. all in accordance to the Drawings and Specifications to SO's approval.
| 1) | ACC1 | 1656 | 1656 | 207 | 180 | 8
| 2) | ACC2 | 736 | 736 | 92 | 80 | 8
| 3) | ACC3 | 1610 | 1610 | 402.5 | 350 | 4
| 4) | C1 | 22540 | 22540 | 460 | 400 | 49
| 5) | C2 | 41400 | 41400 | 230 | 200 | 180
| 6) | C3 | 3312 | 3312 | 414 | 360 | 8
| 7) | C5 | 863 | 862.5 | 172.5 | 150 | 5
| 8) | FN101 | 800 | 800 | 800 |  | 1
| 9) | FN102 | 300 | 300 | 300 |  | 1
| 10) | FN103 | 400 | 400 | 400 |  | 1
| 11) | FN104 | 150 | 150 | 150 |  | 1
| 12) | FN105 | 1000 | 1000 | 1000 |  | 1
| 13) | FN106 | 400 | 400 | 400 |  | 1
| 14) | FN201 | 1500 | 1500 | 1500 |  | 1
| 15) | FN202 | 650 | 650 | 650 |  | 1
| 16) | FN203 | 500 | 500 | 500 |  | 1
| 17) | FN204A | 350 | 350 | 350 |  | 1
| 18) | FN204B | 350 | 350 | 350 |  | 1
| 19) | FN205 | 700 | 700 | 700 |  | 1
Total Carried Forward
Total Brought Forward
H | Furniture (Cont'd)
Fabricate, supply, deliver, install and fix in position the following approved furniture and fittings, including all necessary components, fixing accessories, backing, locksets, ironmongery, glazing, upholstery, finishes and light fittings, drawers with track system etc. all in accordance to the Drawings and Specifications to SO's approval.
| 20) | FN206 | 150 | 150 | 150 |  | 1
| 21) | FN207 | 500 | 500 | 500 |  | 1
| 22) | FN301 | 1500 | 1500 | 1500 |  | 1
| 23) | FN302 | 400 | 400 | 400 |  | 1
| 24) | FN303 | 300 | 300 | 300 |  | 1
| 25) | FN304 | 500 | 500 | 500 |  | 1
| 26) | FN305 | 500 | 500 | 500 |  | 1
| 27) | FN306 | 150 | 150 | 150 |  | 1
| 28 ) | FN307 | 400 | 400 | 400 |  | 1
| 29) | MT4 | 1725 | 1725 | 1725 | 1500 | 1
| 30) | SF2 | 21620 | 21620 | 5405 | 4700 | 4
| 31) | SF3 | 197340 | 197340 | 5980 | 5200 | 33
| 32) | SF3A | 43240 | 43240 | 5405 | 4700 | 8
| 33) | RN103 | 300 | 300 | 150 |  | 2
| 34) | RN201 | 500 | 500 | 500 |  | 1
| 35) | RN202A | 300 | 300 | 300 |  | 1
| 36) | RN202B | 300 | 300 | 300 |  | 1
| 37) | RN302 | 100 | 100 | 100 |  | 1
| 38) | RN303 | 150 | 150 | 50 |  | 3
Total Carried Forward
Total Brought Forward
I | Light Fittings
Fabricate, supply, deliver, install and fix in position the following approved light fittings, including all necessary components, fixing accessories, etc. all in accordance to the Drawings and Specifications to SO's approval and all necessary protection works and reinstatement works to the SO's satisfaction.
| 1) | DL01 | 57500 | 57500 | 718.75 | 625 | 80
| 2) | DL03 | 10511 | 10511 | 1051.1 | 914 | 10
| 3) | DL04 | 22408 | 22407.75 | 1493.85 | 1299 | 15
| 4) | DL05 | 6976 | 6975.9 | 1162.65 | 1011 | 6
| 5) | DL06 | 2381 | 2380.5 | 793.5 | 690 | 3
| 6) | DL07 | 6861 | 6860.9 | 361.1 | 314 | 19
| 7) | S3 | To be confirmed | 0 | 0 |  | 3
| 9) | WW2 | 9131 | 9131 | 456.55 | 397 | 20
| 10) | WW3 | 10909 | 10908.9 | 606.05 | 527 | 18
| 11) | P4 | 557 | 556.6 | 556.6 | 484 | 1
| 12) | P5 | 235 | 234.6 | 234.6 | 204 | 1
| 13) | P6 | 516 | 515.2 | 515.2 | 448 | 1
| 14) | P7 | Tender Clarification No.03 | 0 | 0 |  | 1
Total Carried Forward
Total Brought Forward
J | Door and Ironmongery
Supply and install door including finishes as specified complete with all necessary ironmongery and including framing, ironmongery and necessary accessories; all as per Drawings and Specifications and to the SO's approval.
| 1) | D-05 | 3159 | 3159 | 3159 | 585 | 1
| 2) | D-09 | 7258 | 7257.6 | 7257.6 | 1120 | 1
| 3) | D-10 | 2528 | 2527.2 | 2527.2 | 585 | 1
| 4) | D-11 | 4000 | 4000 | 2000 |  | 2
| 5) | D-11A | 4000 | 4000 | 2000 |  | 2
| 6) | D-15 | 2000 | 2000 | 2000 |  | 1
K | Carpentry & Other Works
Supply of material, labour and equipment for the production, installation, erection, service connection, completion, testing, commissioning and maintenance of the interior fitting out works, PE endorsement, including all associated structural support all in accordance to Drawings and Specification and to the SO's approval.
| 1) | Construct cabinet at VOD counter as per Drawings | 3600 | 3600 | 1800 | 600 | 2 | No. | 1 | 3 | 0.7 | 1.1 | 1
| 2) | Construct TV holder at main entrance to Resale General office as per Drawings | 3240 | 3240 | 1620 | 600 | 2 | No. | 1 | 2.7 | 0.2 | 2.7 | 1
| 3) | Construct full height cabinet at Resale office as per Drawings | 15856 | 15856 | 15856 | 800 | 1 | No. | 1 | 19.82 | 0.4 | 2.7 | 1
Total Carried Forward
Total Brought Forward
L | Any Other Works
The Contractor shall allow and provide here for works not covered by the foregoing items but are either indicated on the Drawings or described in the Specification or alluded elsewhere or which the Contractor deems necessary for the proper execution and completion of the works. If this item is left unpriced, it shall be deemed that the same have been included and allowed for in the overall tender price and no claim for extra payment arising from the work will be entertained.
Provide details as follows:
1)
2)
3)
4)
5)
|  | Total Carried To Summary of Total Lump Sum | 932984

## 5 (M) (hidden)
FORM OF TENDER
ANNEX B
ADDITION & ALTERATION WORKS AT HDB HUB ATRIUM LEVEL 2
BREAKDOWN OF TOTAL LUMP SUM
S/No. |  | Descriptions | Amount (S$) |  | Rate | Supplier' Rate | Qty | Unit | No. | Length | Width | Height | Factor
5 | SUPPORT, Pantry and Filling Room
The Preamble Note in Section 1 shall equally apply hereunder
A | Hoarding Works
Erection of temporary hoardings with a selected graphics signage around the site boundaries during the entire duration of the Contract and subsequent removal on completion.
Provide all necessary hoarding, lighting, signs, gates and locking device at the directions of the SO. They shall be periodically inspected and maintained to ensure that they are functional at all times.
The hoarding may have to be adapted to be dismantled and re-erected in accordance to the works sequence to be accepted by the SO.
The Contractor shall also be responsible to make good any damages to the existing works attributed to the erecting or dismantling of the hoardings.
Hoarding works shall comprise of walling, support and struts all to the Contractor's Professional Engineer (P.E.)'s details and endorsement. Hoarding shall be complete with all necessary framing and fixings and painting to the approved colour all in accordance with drawings, including making good to all affected works upon removal, all to the SO's approval.
B | Shifting / Moving Works
| To provide labour and equipment to relocate items to designated areas as instructed (refer to "APPENDIX B TO GENERAL SPECIFICATIONS") |  | To be confirmed
Total Carried Forward
Total Brought Forward
C | Demolition, Hacking and Site Preparation Works
| All materials arising from the breaking up and alterations where not described to be reused or deposited shall become the property of the Contractor at the end of the works, but no such items shall be removed off site. |  | 21913 | 4396.8 | 30 |  | 146.56 | m2 | 1 | 37.58 | 1 | 3.9 | 1 | hacking of wall
|  |  |  | 0 | 100 |  | 0 | m2
|  |  |  | 500 | 100 |  | 5 | No. | [5 empty] | remove door
|  |  |  | 17016 | 50 |  | 340.32 | m2
Materials and debris, where instructed by the SO to be removed from the site, shall be disposed off such that it will not cause obstruction / disturbance to the neighbourhood and to be in the manner approved by the SO and/or relevant authorities.
All statutory requirements and reasonable precaution and as directed by the SO shall be taken to ensure the safety of the Public and Employer from any danger caused by the hacking works with the use of hoardings, protective screens and any other methods deemed necessary by the SO.
Reasonable care is to be taken to minimise the dust and noise nuisance due to hacking works.
The Contractor shall be wholly responsible and take the full risk for any damage to any existing premises, pipes, cables, etc. during the progress of the works. Any damage shall be made good to the satisfaction of the SO.
D | Wall and Partitions
Supply and install wall/partition including all necessary framing, extra support, fixing and jointing accessories, all as shown in Drawings and Specification.
| 1) | PART-01 | 8135 | 8134.1 | 65 |  | 125.14 | m2
[7 empty] | 133.69 | m2 | 1 | 34.28 | 1 | 3.9 | 1
[7 empty] | -4.3 | m2 | 2 | 1 | 1 | 2.15 | -1
[7 empty] | -2.15 | m2 | 1 | 1 | 1 | 2.15 | -1
[7 empty] | -2.1 | m2 | 1 | 1 | 1 | 2.1 | -1
| 2) | PART-02 | 1887 | 1886.25 | 75 |  | 25.15 | m2
[7 empty] | 29.45 | m2 | 1 | 7.55 | 1 | 3.9 | 1
[7 empty] | -4.3 | m2 | 2 | 1 | 1 | 2.15 | -1
| 3) | Partition inside Locker & Changing Room | 6000 | 6000 | 2000 |  | 3 | No.
Total Carried Forward
Total Brought Forward
E | Wall Finishes
Supply and install wall finishes including backing and/or with compatible adhesive and all structural framing, trimming, skirting, backing, fixing accessories, etc. as per Drawings and Specifications to SO's approval.
| 1) | GL-02 | 1530 | 1530 | 250 |  | 6.12 | m2 | 1 | 3.4 | 1 | 1.8 | 1
| 2) | GL-03 | 3633 | 3632.2 | 220 |  | 16.51 | m2 | 1 | 6.35 | 1 | 2.6 | 1
| 3) | GL-04 | 540 | 540 | 200 |  | 2.7 | m2 | 3 | 0.6 | 1.5 | 1 | 1
| 4) | LM-01 | 327 | 326.4 | 120 |  | 2.72 | m2 | 1 | 3.4 | 1 | 0.8 | 1
| 5) | LM-04 | 1248 | 1248 | 120 |  | 10.4 | m2 | 1 | 4 | 1 | 2.6 | 1
| 6) | LM-05 | 2231 | 2230.8 | 120 |  | 18.59 | m2 | 1 | 7.15 | 1 | 2.6 | 1
| 7) | LM-07 | 3183 | 3182.4 | 120 |  | 26.52 | m2 | 1 | 10.2 | 1 | 2.6 | 1
| 8) | PT-01 | 1461 | 1460.03 | 3.5 |  | 417.15 | m2 | 1 | 154.5 | 1 | 2.7 | 1
| 9) | SP-08 | 2600 | 2600 | 250 |  | 10.4 | m2 | 1 | 4 | 1 | 2.6 | 1
| 10) | TL-01 | 949 | 948.28 | 151 | 80 | 6.28 | m2
[7 empty] | 2.43 | m2 | 1 | 2.7 | 1 | 0.9 | 1
[7 empty] | 3.85 | m2 | 1 | 2.2 | 1 | 1.75 | 1
| 11) | MT-03 | 2000 | 2000 | 100 |  | 20
F | Floor Finishes
Supply and install flooring including screed and/or approved adhesive all in accordance to Drawings and Specifications to SO’s approval.
| 1) | CP-04 | 23609 | 23608.72 | 86 | 55 | 274.52 | m2 | 1 | 274.52 | 1 | 1 | 1
| 2) | CP-06 | 1376 | 1376 | 172 | 55 | 8 | m | 1 | 8 | 1 | 1 | 1
| 3) | MT-04 | 17000 | 17000 | 100 |  | 170 | m | 1 | 170 | 1 | 1 | 1
| 4) | VT-05 | 5462 | 5461.4 | 83 | 40 | 65.8 | m2 | 1 | 65.8 | 1 | 1 | 1
Total Carried Forward
Total Brought Forward
G | Ceiling Finishes
Supply and install ceiling system complete with all sub-frame support, framing and necessary fixing accessories all in accordance to Drawings and Specifications to SO’s approval.
| 1) | Mineral fibre ceiling (Acoustic) | 20000 | 20000 | 100 |  | 200 | m2 | 1 | 200 | 1 | 1 | 1
| 2) | Exposed underslab and services to be spray paint finishes | 1025 | 1024.03 | 7 |  | 146.29 | m2 | 1 | 146.29 | 1 | 1 | 1
H | Furniture
Fabricate, supply, deliver, install and fix in position the following approved furniture and fittings, including all necessary components, fixing accessories, backing, locksets, ironmongery, glazing, upholstery, finishes and light fittings, drawers with track system etc. all in accordance to the Drawings and Specifications to SO's approval.
| 1) | C1 | 7360 | 7360 | 460 | 400 | 16
| 2) | C2 | 460 | 460 | 230 | 200 | 2
| 3) | F3 | 3542 | 3542 | 322 | 280 | 11
| 4) | F4 | 5233 | 5232.5 | 402.5 | 350 | 13
| 5) | PH1 | 2243 | 2242.5 | 747.5 | 650 | 3
| 6) | P1 | 1150 | 1150 | 287.5 | 250 | 4
| 7) | PF1 01 | 200 | 200 | 200 |  | 1
| 8) | PF1 02 | 200 | 200 | 200 |  | 1
| 9) | PF1 03 | 200 | 200 | 200 |  | 1
| 10) | PF1 04 | 2500 | 2500 | 250 |  | 10
| 11) | R1 | 15180 | 15180 | 230 | 200 | 66
| 12) | SF1 | 5175 | 5175 | 5175 | 4500 | 1
| 13) | SF4 | 35420 | 35420 | 2530 | 2200 | 14
| 14) | SF5 | 1035 | 1035 | 1035 | 900 | 1
| 15) | SH | 1000 | 1000 | 1000 |  | 1
| 16) | LR02 | 300 | 300 | 100 |  | 3
| 17) | PF2 02 | 200 | 200 | 200 |  | 1
Total Carried Forward
Total Brought Forward
I | Light Fittings
Fabricate, supply, deliver, install and fix in position the following approved light fittings, including all necessary components, fixing accessories, etc. all in accordance to the Drawings and Specifications to SO's approval and all necessary protection works and reinstatement works to the SO's satisfaction.
| 1) | DL01 | 12938 | 12937.5 | 718.75 | 625 | 18
| 2) | DL10 | 1362 | 1361.6 | 340.4 | 296 | 4
| 3) | S1 | 26000 | 26000 | 2000 |  | 13
| 4) | S2 | 9005 | 9004.5 | 900.45 | 783 | 10
| 5) | SL1 | 115 | 115 | 115 | 100 | 1
| 6) | P1 | 1422 | 1421.4 | 710.7 | 618 | 2
| 7) | P2 | 223 | 222.18 | 111.09 | 96.6 | 2
J | Door and Ironmongery
Supply and install door including finishes as specified complete with all necessary ironmongery and including framing, ironmongery and necessary accessories; all as per Drawings and Specifications and to the SO's approval.
| 1) | D-04A | 2400 | 2400 | 1200 |  | 2
| 2) | D-04B | 1200 | 1200 | 1200 |  | 1
| 3) | D-12 | 1966 | 1965.6 | 1965.6 | 540 | 1
| 4) | D-13 | 1000 | 1000 | 1000 |  | 1
| 5) | D-14 | 12000 | 12000 | 2000 |  | 6
| 6) | D-15 | 4000 | 4000 | 2000 |  | 2
| 7) | D-16 - make good only | 1500 | 1500 | 1500 |  | 1
| 8) | D-17 - make good only | 4000 | 4000 | 4000 |  | 1
| 9) | D-18 | 4000 | 4000 | 4000 |  | 1
Total Carried Forward
Total Brought Forward
K | Carpentry & Other Works
Supply of material, labour and equipment for the production, installation, erection, service connection, completion, testing, commissioning and maintenance of the interior fitting out works, PE endorsement, including all associated structural support all in accordance to Drawings and Specification and to the SO's approval.
| 1) | Construct top shelf at pantry as per Drawings | 825 | 825 | 825 | 500 | 1 | No. | 1 | 1.65 | 0.35 | 0.6 | 1
| 2) | Construct top and bottom shelf at pantry as per Drawings | 4536 | 1350 | 1350 | 500 | 1 | No. | 1 | 2.7 | 0.35 | 0.85 | 1
|  |  |  | 3186 | 1620 | 600 | 1 | No. | 1 | 2.7 | 0.58 | 0.85 | 1
| 3) | Construct booth seat at pantry as per Drawings | 6120 | 6120 | 3060 | 900 | 1 | No. | 1 | 3.4 | 0.6 | 2.6 | 1
| 4) | Construct bar dining table at pantry as per Drawings | 5000 |  |  |  | 1 | No. | 1 | 3 | 0.8 | 1.1 | 1
| 5) | Construct 600 x 600 dining table at pantry as per Drawings | 3000 | 3000 | 500 |  | 6 | No. | 1 | 0.6 | 0.6 | 0.75 | 1
| 6) | Construct lockers at Locker & Changing Room as per Drawings | 4320 | 4320 | 2160 | 900 | 2 | No. | 1 | 2.4 | 0.6 | 2.1 | 1
| 7) | Construct wardrobe at Locker & Changing Room as per Drawings | 2138 | 1373 | 1373 | 900 | 1 | No. | 1 | 1.525 | 0.6 | 2.1 | 1
|  |  |  | 765 | 765 | 900 | 1 | No. | 1 | 0.85 | 0.6 | 2.1 | 1
| 8) | PE 01 | 974 | 974 | 487 | 380 | 2
| 9) | PE 02 | 1664 | 1664 | 832 | 680 | 2
Total Carried Forward
Total Brought Forward
L | Any Other Works
The Contractor shall allow and provide here for works not covered by the foregoing items but are either indicated on the Drawings or described in the Specification or alluded elsewhere or which the Contractor deems necessary for the proper execution and completion of the works. If this item is left unpriced, it shall be deemed that the same have been included and allowed for in the overall tender price and no claim for extra payment arising from the work will be entertained.
Provide details as follows:
1)
2)
3)
4)
5)
|  | Total Carried To Summary of Total Lump Sum | 319215

## 6 (M) (hidden)
FORM OF TENDER
ANNEX B
ADDITION & ALTERATION WORKS AT HDB HUB ATRIUM LEVEL 2
BREAKDOWN OF TOTAL LUMP SUM
S/No. |  | Descriptions | Amount (S$) |  | Rate | Supplier' Rate | Qty | Unit | No. | Length | Width | Height | Factor
6 | SALES LAUNCH
The Preamble Note in Section 1 shall equally apply hereunder
A | Hoarding Works
Erection of temporary hoardings with a selected graphics signage around the site boundaries during the entire duration of the Contract and subsequent removal on completion.
Provide all necessary hoarding, lighting, signs, gates and locking device at the directions of the SO. They shall be periodically inspected and maintained to ensure that they are functional at all times.
The hoarding may have to be adapted to be dismantled and re-erected in accordance to the works sequence to be accepted by the SO.
The Contractor shall also be responsible to make good any damages to the existing works attributed to the erecting or dismantling of the hoardings.
Hoarding works shall comprise of walling, support and struts all to the Contractor's Professional Engineer (P.E.)'s details and endorsement. Hoarding shall be complete with all necessary framing and fixings and painting to the approved colour all in accordance with drawings, including making good to all affected works upon removal, all to the SO's approval.
B | Shifting / Moving Works
| To provide labour and equipment to relocate items to designated areas as instructed (refer to "APPENDIX B TO GENERAL SPECIFICATIONS") |  | To be confirmed
Total Carried Forward
Total Brought Forward
C | Demolition, Hacking and Site Preparation Works
| All materials arising from the breaking up and alterations where not described to be reused or deposited shall become the property of the Contractor at the end of the works, but no such items shall be removed off site. |  | 10749 | 0 | 30 |  | 0 | m2
|  |  |  | 0 | 100 |  | 0 | m2
|  |  |  | 0 | 100 |  | 0 | No.
|  |  |  | 10748.5 | 50 |  | 214.97 | m2
Materials and debris, where instructed by the SO to be removed from the site, shall be disposed off such that it will not cause obstruction / disturbance to the neighbourhood and to be in the manner approved by the SO and/or relevant authorities.
All statutory requirements and reasonable precaution and as directed by the SO shall be taken to ensure the safety of the Public and Employer from any danger caused by the hacking works with the use of hoardings, protective screens and any other methods deemed necessary by the SO.
Reasonable care is to be taken to minimise the dust and noise nuisance due to hacking works.
The Contractor shall be wholly responsible and take the full risk for any damage to any existing premises, pipes, cables, etc. during the progress of the works. Any damage shall be made good to the satisfaction of the SO.
D | Wall Finishes
Supply and install wall finishes including backing and/or with compatible adhesive and all structural framing, trimming, skirting, backing, fixing accessories, etc. as per Drawings and Specifications to SO's approval.
| 1) | ST-05 | 2816 | 2815.8 | 570 | 100 | 4.94 | m2 | 1 | 1.9 | 1 | 2.6 | 1
E | Floor Finishes
Supply and install flooring including screed and/or approved adhesive all in accordance to Drawings and Specifications to SO’s approval.
| 1) | CP-01 | 22357 | 22356.88 | 104 | 70 | 214.97 | m2 | 1 | 214.97 | 1 | 1 | 1
| 2) | CP-02 | 600 | 600 | 50 |  | 12 | m2 | 1 | 12 | 1 | 1 | 1
Total Carried Forward
Total Brought Forward
F | Furniture
Fabricate, supply, deliver, install and fix in position the following approved furniture and fittings, including all necessary components, fixing accessories, backing, locksets, ironmongery, glazing, upholstery, finishes and light fittings, drawers with track system etc. all in accordance to the Drawings and Specifications to SO's approval.
| 1) | C4 | 10626 | 10626 | 253 | 220 | 42
| 2) | MT1 | 13800 | 13800 | 1380 | 1200 | 10
| 3) | MT2 | 3105 | 3105 | 1552.5 | 1350 | 2
G | Any Other Works
The Contractor shall allow and provide here for works not covered by the foregoing items but are either indicated on the Drawings or described in the Specification or alluded elsewhere or which the Contractor deems necessary for the proper execution and completion of the works. If this item is left unpriced, it shall be deemed that the same have been included and allowed for in the overall tender price and no claim for extra payment arising from the work will be entertained.
Provide details as follows:
1)
2)
3)
4)
5)
|  | Total Carried To Summary of Total Lump Sum | 64053

## 7 (M) (hidden)
FORM OF TENDER
ANNEX B
ADDITION & ALTERATION WORKS AT HDB HUB ATRIUM LEVEL 2
BREAKDOWN OF TOTAL LUMP SUM
S/No. |  | Descriptions | Amount (S$) |  | Rate | Supplier' Rate | Qty | Unit | No. | Length | Width | Height | Factor
7 | Signages
The Preamble Note in Section 1 shall equally apply hereunder
Contractor to provide mock-up and shop drawing for approval. Drawings are for design intent only contractor to consult signage specialist. Text contents are subjected to be changed.
A | Signages
Supply of material, labour and equipments required for the production, installation, erection, service connection, completion, testing, commissioning and maintenance of the interior fitting out works, PE endorsement, including all associated structural & support works for the following.
| Type A |  | 10500 | 10500 | 3500 |  | 3
| Type B |  | 4000 | 4000 | 2000 |  | 2
| Type C |  | 3600 | 3600 | 1800 |  | 2
| Type D |  | 7200 | 7200 | 1800 |  | 4
| Type E |  | 4800 | 4800 | 600 |  | 8
| Type F |  | 4500 | 4500 | 4500 |  | 1
| Type G |  | 6000 | 6000 | 1500 |  | 4
| Type H |  | 14000 | 14000 | 2000 |  | 7
| Type I |  | 1600 | 1600 | 100 |  | 16
| Type J |  | 11400 | 11400 | 150 |  | 76
| Type K |  | 2100 | 2100 | 350 |  | 6
| Type L |  | 2800 | 2800 | 400 |  | 7
| Type M1 |  | 12000 | 12000 | 3000 |  | 4
| Type M2 |  | 12800 | 12800 | 3200 |  | 4
| Type N1 |  | 12000 | 12000 | 3000 |  | 4
| Type N2 |  | 17500 | 17500 | 3500 |  | 5
| Type N3 |  | 13500 | 13500 | 4500 |  | 3
| Type N4 |  | 16800 | 16800 | 4200 |  | 4
| Type O |  | 800 | 800 | 50 |  | 16
| Type P |  | 4500 | 4500 | 4500 |  | 1
| Type Q |  | 9000 | 9000 | 4500 |  | 2
| Type R |  | To be confirmed | 0 | 0
Total Carried Forward
Total Brought Forward
B | Any Other Works
The Contractor shall allow and provide here for works not covered by the foregoing items but are either indicated on the Drawings or described in the Specification or alluded elsewhere or which the Contractor deems necessary for the proper execution and completion of the works. If this item is left unpriced, it shall be deemed that the same have been included and allowed for in the overall tender price and no claim for extra payment arising from the work will be entertained.
Provide details as follows:
1)
2)
3)
4)
5)
|  | Total Carried To Summary of Total Lump Sum | 171400

## Summary Rev (M) (hidden)
FORM OF TENDER
ANNEX B
ADDITION & ALTERATION WORKS AT HDB HUB ATRIUM LEVEL 2
BREAKDOWN OF TOTAL LUMP SUM
S/No. | Descriptions |  | Amount
The Breakdown of Total Lump Sum including all preliminaries and profits are as follows:
Summary of Total Lump Sum
VOLUME 1 OF 2: BUILDING WORKS
1 | SERS (SAS) | S$ | 732106
2 | Waiting Areas | S$ | 120887
3 | SERS (SRS) | S$ | 702358
4 | RESALE | S$ | 932984
5 | SUPPORT, Pantry and Filling Room | S$ | 319215
6 | SALES LAUNCH | S$ | 64053
7 | Signages | S$ | 171400
VOLUME 2 OF 2: MECHANICAL & ELECTRICAL WORKS
8 | M&E Works | S$ | 1100000
9 | Less: Marketable value of Salvageable materials, equipments, goods, etc arising from the A&A/demolition works (Brought forward from "SCHEDULE 2 TO FORM OF TENDER (SALVAGE LIST)") | S$ | 0
| Prelim @ 5% |  | 207150.15
| TOTAL LUMP SUM | S$ | 4350153.15

## General Summary (hidden)
TENDER TITLE |  | : | ADDITION & ALTERATION WORKS AT HDB HUB ATRIUM LEVEL 2
Dimension
S/N | DESCRIPTION |  |  | Quantity | Unit | [5 empty] | Rate | Amount | Remarks | Remarks
[6 empty] | No. | Length | Width | Height | Factor | (S$) | (S$)
1 | Preliminaries |  |  |  | % | [5 empty] | 5 | 205000
2 | Hoarding Works |  |  | 557.58 | m2 | [5 empty] | 150 | 84000
3 | Demolition, Hacking and Site Preparation Works | [10 empty] | 220000
| Hacking of wall |  |  | 1462.03 | m2 | [5 empty] | 30 | 43861
| Hacking of ramp |  |  | 45 | m2 | [5 empty] | 100 | 4500
| Remove door |  |  | 28 | No. | [5 empty] | 100 | 2800
| Site preparation works |  |  | 3376.09 | m2 | [5 empty] | 50 | 168805
4 | Wall and Partitions | [10 empty] | 237000
| PART-01 |  |  | 651.45 | m2 | [5 empty] | 65 | 42345
| PART-02 |  |  | 548.34 | m2 | [5 empty] | 75 | 41126
| PART-03 |  |  | 59.91 | m2 | [5 empty] | 67 | 4014
| 1200mm High partition Wall |  |  | 6.66 | m2 | [5 empty] | 75 | 500
| System glass panel complete |  |  | 105.28 | m2 | [5 empty] | 575 | 60536
| c/w timber door |  |  | 5.46 | m2 | [5 empty] | 1300 | 7098
| c/w glass door |  |  | 12.48 | m2 | [5 empty] | 800 | 9984
| FR-10 |  |  | 44.59 | m2 | [5 empty] | 900 | 40131
| Laser cut metal screens at VOD Counter |  |  | 49.92 | m2 | [5 empty] | 500 | 24960
| Partition inside Locker & Changing Room |  |  | 3 | No. | [5 empty] | 2000 | 6000
5 | Wall Finishes | [10 empty] | 144000 | Pending location for MP-01
| GL-02 |  |  | 40.89 | m2 | [5 empty] | 250 | 10223
| GL-03 |  |  | 55.68 | m2 | [5 empty] | 220 | 12250
| LM-01 |  |  | 25.23 | m2 | [5 empty] | 120 | 3028
| LM-02 |  |  | 13.75 | m2 | [5 empty] | 120 | 1650
| PT-01 |  |  | 1748.76 | m2 | [5 empty] | 3.5 | 6121
| SP-03 |  |  | 179.63 | m2 | [5 empty] | 100 | 17963
| SP-06 |  |  | 25.82 | m2 | [5 empty] | 300 | 7746
| SP-07 |  |  | 8.91 | m2 | [5 empty] | 350 | 3119
| MT-03 |  |  | 68.38 | m2 | [5 empty] | 100 | 6838
| MT-04 |  |  | 9.63 | m2 | [5 empty] | 100 | 963
| GL-01 |  |  | 152.79 | m2 | [5 empty] | 220 | 33614
| WD-01 |  |  | 17.21 | m2 | [5 empty] | 350 | 6024
| LM-09 |  |  | 8.58 | m2 | [5 empty] | 120 | 1030
| LM-10 |  |  | 8.58 | m2 | [5 empty] | 120 | 1030
| SP-04 |  |  | 55.54 | m2 | [5 empty] | 130 | 7221
| WP-01 |  |  | 99.03 | m2 | [5 empty] | 80 | 7923
| WP-02 |  |  | 17.16 | m2 | [5 empty] | 80 | 1373
| WP-03 |  |  | 8.58 | m2 | [5 empty] | 80 | 687
| WP-04 |  |  | 8.58 | m2 | [5 empty] | 80 | 687
| GL-04 |  |  | 2.7 | m2 | [5 empty] | 200 | 540
| LM-04 |  |  | 10.4 | m2 | [5 empty] | 120 | 1248
| LM-05 |  |  | 18.59 | m2 | [5 empty] | 120 | 2231
| LM-07 |  |  | 26.52 | m2 | [5 empty] | 120 | 3183
| SP-08 |  |  | 10.4 | m2 | [5 empty] | 250 | 2600
| TL-01 |  |  | 6.28 | m2 | [5 empty] | 151 | 949
| ST-05 |  |  | 4.94 | m2 | [5 empty] | 570 | 2816
6 | Floor Finishes | [10 empty] | 361000
| Provide raised floor system |  |  | 211.37 | m2 | [5 empty] | 150 | 31706
| CP-01 |  |  | 427.49 | m2 | [5 empty] | 104 | 44459
| CP-02 |  |  | 26.1 | m2 | [5 empty] | 50 | 1305
| CP-03 |  |  | 348.7 | m2 | [5 empty] | 86 | 29989
| CP-04 |  |  | 1010.51 | m2 | [5 empty] | 86 | 86904
| CP-05 |  |  | 1091.97 | m2 | [5 empty] | 74 | 80806
| CP-06 |  |  | 19.61 | m2 | [5 empty] | 172 | 3373
| VT-04 |  |  | 51.21 | m2 | [5 empty] | 83 | 4251
| MT-04 |  |  | 697.05 | m | [5 empty] | 100 | 69705
| VT-01 |  |  | 10.5 | m2 | [5 empty] | 83 | 872
| VT-02 |  |  | 10.5 | m2 | [5 empty] | 83 | 872
| VT-03 |  |  | 10.5 | m2 | [5 empty] | 71 | 746
| VT-05 |  |  | 65.8 | m2 | [5 empty] | 83 | 5462
7 | Ceiling Finishes | [10 empty] | 292000
| Plaster ceiling board |  |  | 79.09 | m2 | [5 empty] | 45 | 3560
| Metal grid (Acoustic) |  |  | 1746.83 | m2 | [5 empty] | 100 | 174683
| Exposed ceiling to be spray paint finishes |  |  | 443.13 | m2 | [5 empty] | 7 | 3102
| 800 x 800 Acoustic BD (CA-04) |  |  | 9 | No. | [5 empty] | 400 | 3600
| Aluminium trellis |  |  | 246.61 | m2 | [5 empty] | 350 | 86314
| Mineral fibre ceiling (Acoustic) |  |  | 200 | m2 | [5 empty] | 100 | 20000
8 | Furniture | [10 empty] | 917000 | Pending location for RN2-05 and RN2-06
| C1 |  |  | 143 | No. | [5 empty] | 460 | 65780
| C2 |  |  | 346 | No. | [5 empty] | 230 | 79580
| C3 |  |  | 28 | No. | [5 empty] | 414 | 11592
| DN 01A |  |  | 1 | No. | [5 empty] | 300 | 300
| DN 01B |  |  | 1 | No. | [5 empty] | 200 | 200
| DN 02 |  |  | 2 | No. | [5 empty] | 200 | 400
| F1 |  |  | 6 | No. | [5 empty] | 379.5 | 2277
| F2 |  |  | 19 | No. | [5 empty] | 287.5 | 5463
| KF01 |  |  | 1 | No. | [5 empty] | 150 | 150
| KF02 |  |  | 1 | No. | [5 empty] | 100 | 100
| KF03 |  |  | 1 | No. | [5 empty] | 100 | 100
| MT1 |  |  | 18 | No. | [5 empty] | 1380 | 24840
| MT2 |  |  | 4 | No. | [5 empty] | 1552.5 | 6210
| SF2 |  |  | 40 | No. | [5 empty] | 5405 | 216200
| SF4 |  |  | 47 | No. | [5 empty] | 2530 | 118910
| SF7 |  |  | 1 | No. | [5 empty] | 1035 | 1035
| P2 |  |  | 4 | No. | [5 empty] | 287.5 | 1150
| PF2 01 |  |  | 4 | No. | [5 empty] | 300 | 1200
| PF2 02 |  |  | 8 | No. | [5 empty] | 200 | 1600
| PF2 03 |  |  | 2 | No. | [5 empty] | 1000 | 2000
| PF2 04 |  |  | 4 | No. | [5 empty] | 200 | 800
| PF2 05 |  |  | 4 | No. | [5 empty] | 200 | 800
| PF2 06 |  |  | 4 | No. | [5 empty] | 200 | 800
| PH2 |  |  | 2 | No. | [5 empty] | 747.5 | 1495
| Square Ottoman seats |  |  | 182 | No. | [5 empty] | 250 | 45500
| Typical model stand at waiting area |  |  | 2 | No. | [5 empty] | 2000 | 4000
| ACC2 |  |  | 17 | No. | [5 empty] | 92 | 1564
| ACC4 |  |  | 1 | No. | [5 empty] | 149.5 | 150
| ACC5 |  |  | 1 | No. | [5 empty] | 207 | 207
| Round Ottoman seats - 600mm diameter |  |  | 13 | No. | [5 empty] | 250 | 3250
| Round Ottoman seats - 800mm diameter |  |  | 4 | No. | [5 empty] | 300 | 1200
| Writing bar - 1200mm diameter |  |  | 2 | No. | [5 empty] | 350 | 700
| ACC1 |  |  | 16 | No. | [5 empty] | 207 | 3312
| ACC3 |  |  | 8 | No. | [5 empty] | 402.5 | 3220
| C4 |  |  | 58 | No. | [5 empty] | 253 | 14674
| C5 |  |  | 9 | No. | [5 empty] | 172.5 | 1553
| SF1 |  |  | 1 | No. | [5 empty] | 5175 | 5175
| P1 |  |  | 5 | No. | [5 empty] | 287.5 | 1438
| FN101 |  |  | 1 | No. | [5 empty] | 800 | 800
| FN102 |  |  | 1 | No. | [5 empty] | 300 | 300
| FN103 |  |  | 1 | No. | [5 empty] | 400 | 400
| FN104 |  |  | 1 | No. | [5 empty] | 150 | 150
| FN105 |  |  | 1 | No. | [5 empty] | 1000 | 1000
| FN106 |  |  | 1 | No. | [5 empty] | 400 | 400
| FN201 |  |  | 1 | No. | [5 empty] | 1500 | 1500
| FN202 |  |  | 1 | No. | [5 empty] | 650 | 650
| FN203 |  |  | 1 | No. | [5 empty] | 500 | 500
| FN204A |  |  | 1 | No. | [5 empty] | 350 | 350
| FN204B |  |  | 1 | No. | [5 empty] | 350 | 350
| FN205 |  |  | 1 | No. | [5 empty] | 700 | 700
| FN206 |  |  | 1 | No. | [5 empty] | 150 | 150
| FN207 |  |  | 1 | No. | [5 empty] | 500 | 500
| FN301 |  |  | 1 | No. | [5 empty] | 1500 | 1500
| FN302 |  |  | 1 | No. | [5 empty] | 400 | 400
| FN303 |  |  | 1 | No. | [5 empty] | 300 | 300
| FN304 |  |  | 1 | No. | [5 empty] | 500 | 500
| FN305 |  |  | 1 | No. | [5 empty] | 500 | 500
| FN306 |  |  | 1 | No. | [5 empty] | 150 | 150
| FN307 |  |  | 1 | No. | [5 empty] | 400 | 400
| MT4 |  |  | 1 | No. | [5 empty] | 1725 | 1725
| SF3 |  |  | 33 | No. | [5 empty] | 5980 | 197340
| SF3A |  |  | 8 | No. | [5 empty] | 5405 | 43240
| RN103 |  |  | 2 | No. | [5 empty] | 150 | 300
| RN201 |  |  | 1 | No. | [5 empty] | 500 | 500
| RN202A |  |  | 1 | No. | [5 empty] | 300 | 300
| RN202B |  |  | 1 | No. | [5 empty] | 300 | 300
| RN302 |  |  | 1 | No. | [5 empty] | 100 | 100
| RN303 |  |  | 3 | No. | [5 empty] | 50 | 150
| F3 |  |  | 11 | No. | [5 empty] | 322 | 3542
| F4 |  |  | 13 | No. | [5 empty] | 402.5 | 5233
| PH1 |  |  | 3 | No. | [5 empty] | 747.5 | 2243
| PF1 01 |  |  | 1 | No. | [5 empty] | 200 | 200
| PF1 02 |  |  | 1 | No. | [5 empty] | 200 | 200
| PF1 03 |  |  | 1 | No. | [5 empty] | 200 | 200
| PF1 04 |  |  | 10 | No. | [5 empty] | 250 | 2500
| R1 |  |  | 66 | No. | [5 empty] | 230 | 15180
| SF5 |  |  | 1 | No. | [5 empty] | 1035 | 1035
| SH |  |  | 1 | No. | [5 empty] | 1000 | 1000
| LR02 |  |  | 3 | No. | [5 empty] | 100 | 300
| PF2 02 |  |  | 1 | No. | [5 empty] | 200 | 200
9 | Light Fittings | [10 empty] | 324000 | Pending selection for DL09, DL09-A, S3 and P7
| DL01 |  |  | 247 | No. | [5 empty] | 718.75 | 177532
| DL02 |  |  | 8 | No. | [5 empty] | 303.6 | 2429
| DL07 |  |  | 33 | No. | [5 empty] | 361.1 | 11917
| DL09 - A |  |  | 3 | No. | [5 empty] | 0 | 0 | To be advised
| DL10 |  |  | 11 | No. | [5 empty] | 340.4 | 3745
| DL10 - A |  |  | 20 | No. | [5 empty] | 340.4 | 6808
| S2 |  |  | 18 | No. | [5 empty] | 900.45 | 16209
| P3 |  |  | 19 | No. | [5 empty] | 94.3 | 1792
| SL1 |  |  | 2 | No. | [5 empty] | 115 | 230
| DL03 |  |  | 19 | No. | [5 empty] | 1051.1 | 19971
| DL06 |  |  | 6 | No. | [5 empty] | 793.5 | 4761
| DL09 |  |  | 2 | No. | [5 empty] | 0 | 0 | To be advised
| DL04 |  |  | 15 | No. | [5 empty] | 1493.85 | 22408
| DL05 |  |  | 6 | No. | [5 empty] | 1162.65 | 6976
| S3 |  |  | 3 | No. | [5 empty] | 0 | 0 | To be advised
| WW2 |  |  | 20 | No. | [5 empty] | 456.55 | 9131
| WW3 |  |  | 18 | No. | [5 empty] | 606.05 | 10909
| P4 |  |  | 1 | No. | [5 empty] | 556.6 | 557
| P5 |  |  | 1 | No. | [5 empty] | 234.6 | 235
| P6 |  |  | 1 | No. | [5 empty] | 515.2 | 516
| P7 |  |  | 1 | No. | [5 empty] | 0 | 0 | To be advised
| S1 |  |  | 13 | No. | [5 empty] | 2000 | 26000
| P1 |  |  | 2 | No. | [5 empty] | 710.7 | 1422
| P2 |  |  | 2 | No. | [5 empty] | 111.09 | 223
10 | Door and Ironmongery | [10 empty] | 85000
| D-01 |  |  | 1 | No. | [5 empty] | 2843.1 | 2844
| D-03 |  |  | 1 | No. | [5 empty] | 700 | 700
| D-04 |  |  | 3 | No. | [5 empty] | 1200 | 3600
| D-15 |  |  | 5 | No. | [5 empty] | 2000 | 10000
| D-16 - Pending QP advise on the fire rating |  |  | 1 | No. | [5 empty] | 1500 | 1500
| D-04A |  |  | 3 | No. | [5 empty] | 1200 | 3600
| D-05 |  |  | 2 | No. | [5 empty] | 3159 | 6318
| D-07 |  |  | 1 | No. | [5 empty] | 4264 | 4264
| D-08 |  |  | 1 | No. | [5 empty] | 6656 | 6656
| D-11 |  |  | 3 | No. | [5 empty] | 2000 | 6000
| D-09 |  |  | 1 | No. | [5 empty] | 7257.6 | 7258
| D-10 |  |  | 1 | No. | [5 empty] | 2527.2 | 2528
| D-11A |  |  | 2 | No. | [5 empty] | 2000 | 4000
| D-04B |  |  | 1 | No. | [5 empty] | 1200 | 1200
| D-12 |  |  | 1 | No. | [5 empty] | 1965.6 | 1966
| D-13 |  |  | 1 | No. | [5 empty] | 1000 | 1000
| D-14 |  |  | 6 | No. | [5 empty] | 2000 | 12000
| D-16 - make good only |  |  | 1 | No. | [5 empty] | 1500 | 1500
| D-17 - make good only |  |  | 1 | No. | [5 empty] | 4000 | 4000
| D-18 |  |  | 1 | No. | [5 empty] | 4000 | 4000
11 | Carpentry & Other Works | [10 empty] | 147000
| Construct cabinet at entrance wall as per Drawings |  |  | 1 | No. | [5 empty] | 5092 | 5092
| Construct reception counter at reception area as per Drawings |  |  | 1 | No. | [5 empty] | 15000 | 15000
| Construct TV stand at waiting area as per Drawings |  |  | 1 | No. | [5 empty] | 900 | 900
| Construct full height cabinet at entry foyer as per Drawings |  |  | 1 | No. | [5 empty] | 1800 | 1800
| Construct booth seat at entry foyer as per Drawings |  |  | 1 | No. | [5 empty] | 5580 | 5580
| Construct top shelf at pantry as per Drawings |  |  | 1 | No. | [5 empty] | 740 | 740
| Construct top and bottom shelf at pantry as per Drawings |  |  | 1 | No. | [5 empty] | 3910 | 3910
| Construct booth seat at pantry as per Drawings |  |  | 1 | No. | [5 empty] | 5850 | 5850
| Construct cabinet at discussion nook as per Drawings |  |  | 1 | No. | [5 empty] | 810 | 810
| Construct toilet as per Drawings |  |  | 1 | No. | [5 empty] | 6997 | 6997
| PE 01 |  |  | 1 | No. | [5 empty] | 487 | 487
| PE 02 |  |  | 1 | No. | [5 empty] | 832 | 832
| Construct cabinet at VOD counter as per Drawings |  |  | 2 | No. | [5 empty] | 1800 | 3600
| Roller blinds at Interview Room as per Drawings |  |  | 46.71 | m2 | [5 empty] | 500 | 23355
| Construct full height cabinet at Interview Room as per Drawings |  |  | 1 | No. | [5 empty] | 10373 | 10373
| Construct full height cabinet at GEN office as per Drawings |  |  | 1 | No. | [5 empty] | 9752 | 9752
| Construct cabinet at VOD counter as per Drawings |  |  | 2 | No. | [5 empty] | 1800 | 3600
| Construct TV holder at main entrance to Resale General office as per Drawings |  |  | 2 | No. | [5 empty] | 1620 | 3240
| Construct full height cabinet at Resale office as per Drawings |  |  | 1 | No. | [5 empty] | 15856 | 15856
| Construct top shelf at pantry as per Drawings |  |  | 1 | No. | [5 empty] | 825 | 825
| Construct top and bottom shelf at pantry as per Drawings |  |  | 1 | No. | [5 empty] | 4536 | 4536
| Construct booth seat at pantry as per Drawings |  |  | 1 | No. | [5 empty] | 6120 | 6120
| Construct bar dining table at pantry as per Drawings |  |  | 1 | No. | [5 empty] | 5000 | 5000
| Construct 600 x 600 dining table at pantry as per Drawings |  |  | 6 | No. | [5 empty] | 500 | 3000
| Construct lockers at Locker & Changing Room as per Drawings |  |  | 2 | No. | [5 empty] | 2160 | 4320
| Construct wardrobe at Locker & Changing Room as per Drawings |  |  | 1 | No. | [5 empty] | 2138 | 2138
| PE 01 |  |  | 2 | No. | [5 empty] | 487 | 974
| PE 02 |  |  | 2 | No. | [5 empty] | 832 | 1664
12 | Horticulture Works | [10 empty] | 2000
| PLT-01 |  |  | 2 | No. | [5 empty] | 563.5 | 1127
13 | Signage Works | [10 empty] | 172000 | Pending quantities for Type R
| Type A |  |  | 3 | No. | [5 empty] | 3500 | 10500
| Type B |  |  | 2 | No. | [5 empty] | 2000 | 4000
| Type C |  |  | 2 | No. | [5 empty] | 1800 | 3600
| Type D |  |  | 4 | No. | [5 empty] | 1800 | 7200
| Type E |  |  | 8 | No. | [5 empty] | 600 | 4800
| Type F |  |  | 1 | No. | [5 empty] | 4500 | 4500
| Type G |  |  | 4 | No. | [5 empty] | 1500 | 6000
| Type H |  |  | 7 | No. | [5 empty] | 2000 | 14000
| Type I |  |  | 16 | No. | [5 empty] | 100 | 1600
| Type J |  |  | 76 | No. | [5 empty] | 150 | 11400
| Type K |  |  | 6 | No. | [5 empty] | 350 | 2100
| Type L |  |  | 7 | No. | [5 empty] | 400 | 2800
| Type M1 |  |  | 4 | No. | [5 empty] | 3000 | 12000
| Type M2 |  |  | 4 | No. | [5 empty] | 3200 | 12800
| Type N1 |  |  | 4 | No. | [5 empty] | 3000 | 12000
| Type N2 |  |  | 5 | No. | [5 empty] | 3500 | 17500
| Type N3 |  |  | 3 | No. | [5 empty] | 4500 | 13500
| Type N4 |  |  | 4 | No. | [5 empty] | 4200 | 16800
| Type O |  |  | 16 | No. | [5 empty] | 50 | 800
| Type P |  |  | 1 | No. | [5 empty] | 4500 | 4500
| Type Q |  |  | 2 | No. | [5 empty] | 4500 | 9000
| Type R |  |  | 0 | No. | [5 empty] | 0 | 0 | To be advised
14 | M&E Works | [10 empty] | 1100000 | As advised by M&E Engineer
TOTAL AMOUNT | [11 empty] | 4290000
Say | [11 empty] | 4290000
Add : 10% Contingency for EPV | [11 empty] | 429000
TOTAL AMOUNT | [11 empty] | 4719000
Denote:- | The above estimate excludes the following costings:-
• Professional registered inspector’s fees;
• Utility connection fees;
• Fluctuations in construction cost;
• Goods and Services Tax.
The above estimate is based on the Specification and Tender Drawings made available.

## Sheet2 (hidden)
1ft²= 0.09290304m²
10.7639
53.8196
43.0556
38.7501
69.9654
28.5244